## Facilities
Facility ID | Facility Name | Org Code | Org Name | Building Number | Building Name | Site Number | Site Name | Contact Name | Contact Email | Contact Phone | Facility is RCUK costed | Information Page | Description
F10020 | JSM5910 Scanning Electron Microscope | F6 | Faculty of Natural and Environmental Sciences | 30 | Synthetic Chemistry | 1 | Highfield Campus | BARTLETT, PHILIP |  | +442380592373 | No |  | The JSM5910 SEM is capable of imaging conductive samples at magnifications of up to 300,000 at accelerating voltages of up to 3kV. Images may be obtained using either the secondary electron detector or backscattered electron detector. Energy dispersive x-ray spectroscopy (EDS) may be carried out with the Oxford Inca 300 EDS system. Non-conductive samples may be gold coated in the adjacent sample preparation room for a small extra charge.
F10021 | Gemini 2375 BET Apparatus | F6 | Faculty of Natural and Environmental Sciences | 30 | Synthetic Chemistry | 1 | Highfield Campus | BARTLETT, PHILIP |  | +442380592373 | No |  | The Gemini BET analyser is a simple to use system for measuring the surface area of solid materials. It does this by measuring the difference between the rates of adsorption of analysis gas in the sample and a blank over a range of partial pressures. These measurements are used to automatically calculate the surface area using the Brunauer, Emmet and Teller (BET) method. As well as the Gemini analyser itself, the facility includes a sample preparation station and a 0.1mg balance
F10022 | Philips FEI XL30SEM Environmental Scanning Electron Microscope | F6 | Faculty of Natural and Environmental Sciences | 30 | Synthetic Chemistry | 1 | Highfield Campus | BARTLETT, PHILIP |  | +442380592373 | Yes |  | The XL30 environmental SEM is capable of imaging at magnifications of up to 100,000, using an accelerating voltage of up to 30kV. Electrically conductive samples can be imaged using the secondary electron detector, while non-conducting materials may be studied, without the need for coating, with the gaseous secondary electron detector. Compositional information may be obtained using a backscattered electron detector, while elemental analysis can be performed with the energy dispersive X-ray spectroscopy (EDS) probe. The XL30 will be undergoing an upgrade in the spring of 2012 to replace the existing EDS probe and to additionally fit a waveform dispersive x-ray spectroscopy (WDS) system, which will give greatly enhanced x-ray resolution and light element analysis capability.
F10025 | CT Centre | F2 | Faculty of Engineering and the Environment | 5 | Eustice | 1 | Highfield Campus | SINCLAIR, IAN |  | +442380595095 | Yes |  | A dedicated centre for computed tomography (CT) at Southampton, providing complete support for 3D imaging science, serving Engineering, Biomedical, Environmental and Archaeological Sciences. The centre encompasses five complementary scanning systems supporting a wide range of sample sizes (imaged volumes up to 1.5 x 1 x 1m) and resolution (down to ~200nm). Both academic and industrial consultancy services are provided.
F10027 | Characterisation (nCATS) | F2 | Faculty of Engineering and the Environment |  |  |  |  | WOOD, ROBERT |  | +442380594881 | Yes |  | The facilities capabilities include: Optical microscopy and image analysis with measurement of surface properties (Alicona). AFM for topography and mechanical characterisation of surfaces; imaging modes: contact, non-contact, current sensing, dynamic lateral force and force modualtion. RAMAN Mircroscopy, ZETA APS for particle characterisation.
F10026 | EM Centre | F2 | Faculty of Engineering and the Environment | 5 | Eustice | 1 | Highfield Campus | WANG, SIMIAO |  | +442380594638 | Yes |  | The centre houses strategic research facilities for the microstructural characterisation of materials by high resolution imaging, crystallographyand nano/micro-area chemical analysis. Both scanning and transmission electron microscopes (SEM & TEM) are available. SEM (JSM6500F) has a resolution of 1.5nm for surface imaging and chemical microanalysis at micron scale. TEM (JEM 3010) has a resolution of 0.21nm with an accelerating voltage 300kv, high tilt polepieces (± 42 degrees) for crystallographic analysis at nano scale. The centre has a full range of preparation facilities including carbon coating, gold sputter coating, ion beam thinning, disc punch/grinding, mechanical dimpling and electropolishing.
F10029 | Wolfson Unit | F2 | Faculty of Engineering and the Environment | 15 | Wolfson/Rayleigh | 1 | Highfield Campus | to be assigned, Dummy |  |  | No |  | With its experienced staff of engineers, the Wolfson Unit operates a consultancy service in ship design, yacht design, small craft design, naval architecture, marine technology and industrial aerodynamics, providing Tank Testing, Wind Tunnel Testing, Consultancy, Design Software, Onboard Systems and Innovative Research to a world wide customer base.
F10030 | Southampton Wind Tunnels | F2 | Faculty of Engineering and the Environment | 17 | R J Mitchell Wind Tunnel | 1 | Highfield Campus | MARSHALL, DAVID |  | +442380598614 | Yes |  | The University of Southampton Wind Tunnels can provide excellent and affordable facilities capable of accommodating anything from brief half-day validation studies to extended testing on everything from yachts to wind turbines and racing cars. The facilities include the R J Mitchell wind tunnel (3.6m x 2.4m) with an overhead 6-component balance, surface pressure scanner and PIV system; a 2.1m x 1.5m wind tunnel equipped with an overhead 3-component balance and capable of speeds up to 45m/s and a 0.9m x 0.6m x 4.5m working section tunnel which is installed in a laboratory and equipped with a 3D computer controlled probe traversing system and dynamometer. Please contact the Wind Tunnel Manager for full details.
F10031 | Plant Growth facilities - Growth rooms & Glass Houses | F6 | Faculty of Natural and Environmental Sciences | 85 | Life Sciences | 1 | Highfield Campus | WILLIAMS, LORRAINE |  | +442380594278 | No |  | The plant growth facilities consist of purpose-built glasshouses on the roof of the building together with 8 growth rooms for plant growth research. These include rooms housed in a contained area to study interactions between plants and other organisms. We also have a range of specialised plant growth cabinets.
F10032 | Insectary | F6 | Faculty of Natural and Environmental Sciences | 85 | Life Sciences | 1 | Highfield Campus | KRAAIJEVELD, ALEX |  | +442380593436 | No |  | At the core of Biological Science`s invertebrate facilities are nine environment-controlled rooms, with fully user-controlled temperature and light regimes that can be used for the long-term culturing of populations of insects and other invertebrates, and for more short-term experiments such as bio-assays. There are also dedicated laboratories for work with insects and worms.
F10044 | OES - Research Facility: Organic Carbon Stable Isotopes | F6 | Faculty of Natural and Environmental Sciences | 68 | National Oceanography Centre | 6 | National Oceanography Centre Campus | ROHLING, EELCO |  | +442380593042 | Yes |  | The SIRMS Laboratory is a research and teaching facility established in 1998 with NERC, HEFCE-SRIF and ESSO funding. The facilities function is measuring stable isotope ratios of various materials such as carbonates (sediments and foraminifera), organic materials (plankton and soils) and water samples. For full details of the equipment at the facility visit our website.
F10045 | Scanning Electron Microscope Facility (SEM) | F6 | Faculty of Natural and Environmental Sciences | 68 | National Oceanography Centre | 6 | National Oceanography Centre Campus | KEMP, ALAN |  | +442380592788 | No |  | Based at the School of Ocean & Earth Sciences the centre was established primarily to support high resolution palaeoceanographic, palaeoclimatic and palae-environmental research. Particular areas of expertise include the preparation of a wide range of unconsolidated to partly consolidated sediments for electron microscopy and the analysis of the microfossil and mineral content of samples.
F10046 | X-Ray Diffraction Facility (XRD) | F6 | Faculty of Natural and Environmental Sciences | 68 | National Oceanography Centre | 6 | National Oceanography Centre Campus | PEARCE, RICHARD |  | +442380596477 | No |  | The X-Ray Diffraction (XRD) facility located at NOCS provides a service for the qualitative or quantitative analysis of rock samples to determine bulk mineralogy and/or clay mineralogy. Samples are run on a Philips X`Pert pro XRD machine with a Cu X-ray tube. Mineral identification is undertaken using the JC PDS (powder diffraction studies) database.
F10048 | Doak - Jet facility | F2 | Faculty of Engineering and the Environment | 13 | Tizard | 1 | Highfield Campus | TURNER, LINDA |  | +442380597038 | No |  | The Anechoic Doak Laboratory facility is approximately 15m x 7m x 5m high and is fully anechoic down to 400 Hz. It is used for jet and valve noise and is equipped with an air supply that can achieve up to 20bar pressure. Both polar and a transversable azimuthal array of microphones can be used to give a complete 3-dimensional sound field up to a maximum acquisition frequency is 40 kHz.
F10049 | Rayleigh Laboratories (Anechoic and Reverberation Chambers) | F2 | Faculty of Engineering and the Environment | 15 | Wolfson/Rayleigh | 1 | Highfield Campus | FITHYAN, JOHN |  | +442380594976 | No |  | The Laboratories on the main campus include two reverberation chambers, a large anechoic chamber, a loudspeaker listening room, a product development lab for noise and vibration, a combustion noise rig and a range of electrodynamic shakers. The laboratories are well served with comprehensive control and preparation areas. A wide range of modern, highly specialised instrumentation is available. Single and three phase electrical supplies at 50, 60 and 400 Hz, compressed air and cooling water can be provided. Mechanical workshop and handling facilities are readily accessible.
F10050 | AB Wood Underwater Test Tank | F2 | Faculty of Engineering and the Environment | 8 | A B Woods Laboratory | 1 | Highfield Campus | LEIGHTON, TIMOTHY |  | +442380592331 | No |  | The A. B. Wood laboratory, at the Institute of Sound and Vibration Research, contains one large and several small tanks of fresh water. The large tank measures 8 m × 8 m × 5 m deep. This tank has a bubble generation system which generates bubble populations with a bubble size distribution and number resembling that found under breaking ocean waves. Several small tanks provide a range of water and saturated sediment environments. A suite of acoustic sources and sensors and underwater video cameras are available.
F10051 | HP Air | F2 | Faculty of Engineering and the Environment | 13 | Tizard | 1 | Highfield Campus | to be assigned, Dummy |  | +442380595988 | No |  | The Institute of Sound & Vibration Research (ISVR) maintains a High Pressure Air Facility which can deliver air up to 20Bar (280psi) to the following areas in the Faculty of Engineering and the Environment: B13 Tizard Doak Laboratory (Room 1023) B15 Rayleigh Reverberation (Chamber Room 1031) The use of the facility is potentially hazardous due to the high jet velocities and high air pressures involved. To minimise the risk of injury to oneself and damage to the rig it is essential that all users of the rig strictly adhere to the Operational Procedure (under review). Details and further information can be obtained from Ged Goldsmith, Faculty Technical Manager
F10034 | Interdisciplinary Centre for NMR | F6 | Faculty of Natural and Environmental Sciences | 85 | Life Sciences | 1 | Highfield Campus | WERNER, JORN |  | +442380592484 | Yes |  | The Interdisciplinary Centre for NMR applies magnetic resonance methods to study the structure and dynamics of small molecules, biomolecules and materials. The facility has recently relocated to a state-of-the-art facility and aims to provide a comprehensive platform to study molecules in both the liquid and solid-state.
F10035 | Mass Spectrometer | F6 | Faculty of Natural and Environmental Sciences |  |  |  |  | LANGLEY, GRAHAM |  | +442380592182 | Yes |  | The Mass Spectrometry service has developed a strong research support function for clients, both internal and external to the University.We have built up a varied client portfolio, with clients from the pharmaceutical, chemical and oilfield industries, small and medium enterprises, custom synthesis houses, government agencies, universities and many more. The service offers a wide range of state-of-the-art mass spectrometery systems that are capable of dealing with all sample types and a wide array of client demands.
F10036 | Tissue Culture | F6 | Faculty of Natural and Environmental Sciences | 85 | Life Sciences | 1 | Highfield Campus | NEWMAN, TRACEY |  | +442380597642 | No |  | [Await description]
F10055 | 19m Simulator | F2 | Faculty of Engineering and the Environment | 19 | ISVR | 1 | Highfield Campus | to be assigned, Dummy |  |  | No |  | [Await description]
F10033 | Imaging & Microscopy Centre | F6 | Faculty of Natural and Environmental Sciences | 85 | Life Sciences | 1 | Highfield Campus | WILLETT, MARK |  | +442380594235 | Yes |  | The Imaging and Microscopy Centre (IMC) is a core facility specialising in light microscopy applications, in particular confocal and multiphoton microscopy. Its equipment allows to combine confocal and widefield fluorescence microscopy with electrophysiology. IMC is inter-linked with the Institute for Life Sciences with which it co-operates in providing specialist imaging applications and imaging expertise. The Centre has an open access policy for internal and external users and offers training courses as well as one-to-one training sessions for operating its equipment. The IMC space comprises containment level (CL) 1 and 2 areas, including a CL 2 preparation room, and is managed by Mark Willett (facility manager) according to a local code of practice
F10037 | The Macromolecular Crystallisation Facility (Crystallography) | F6 | Faculty of Natural and Environmental Sciences | 85 | Life Sciences | 1 | Highfield Campus | TEWS, IVO |  | +442380594415 | No |  | The Macromolecular Crystallisation Facility of the University of Southampton based at the IfLS (Institute for Life Sciences), uses technology originally developed for high-throughput structural genomics programmes. This technology enables us to rapidly gain access to 3D structural information on macromolecules that are being investigated in research programmes. The facility provides crystallisation experiments, on-line access to the evaluation of these experiments and thus acts as a hub to integrate structural work into investigations of biological phenomena.
F10038 | Biophysical Equipment | F6 | Faculty of Natural and Environmental Sciences | 85 | Life Sciences | 1 | Highfield Campus | WILLIAMSON, PHILIP |  | +442380594350 | No |  | Available techniques include absorption and fluoresence spectroscopy, circular dichroism, electrospray ionisation mass spectrometry, isothermal titration calorimetry and stopped flow fluoresence.
F10039 | Centre for Proteomic Research | F6 | Faculty of Natural and Environmental Sciences | 85 | Life Sciences | 1 | Highfield Campus | SKIPP, PAUL |  | +442380594204 | No |  | The Centre for Proteomic Research combines state-of-the-art instrumentation with in-depth expertise to undertake collaborative proteomic-based projects from industry and both UK and international academic institutions.
F10040 | Transgenic facilities | F6 | Faculty of Natural and Environmental Sciences |  |  |  |  | SHETH, BHAVWANTI |  | +442380594288 | No |  | This facility provides services to researchers to analyse the function of genes within the whole animal context allowing important biological and medical questions to be addressed across the University.
F10041 | Nanomaterials Rapid Prototyping Facility | F7 | Physical Sciences and Engineering | 46 | Physics | 1 | Highfield Campus | SMITH, DAVID |  | +442380595823 | Yes |  | The NanoMaterials Rapid Prototyping Facility is a semi-cleanroom environment, equipped for the fabrication and analysis of NanoMaterials. The facility is designed to allow prototype Nano-devices to be quickly built and tested and is a collaboration between physicists, chemists, engineers, material scientists and industrialists to combine the successes of their disciplines to create entirely new ways of building on the nano-scale.
F10042 | MC-ICP-MS | F6 | Faculty of Natural and Environmental Sciences | 68 | National Oceanography Centre | 6 | National Oceanography Centre Campus | PALMER, MARTIN |  | +442380596607 | Yes |  | Multi collector-inductively coupled plasma mass spectrometry (MC-ICP-MS) was installed in our isotope laboratories in September 1999. It was acquired as part of the PRISMS EC project to examine standards and isotopic measurement techniques. Following this project, the instrument has formed an integral part of isotopic analysis in the NOCS, with a diverse range of applications including environmental, geological, nuclear, and oceanographic.
F10001 | FACS Suite | F5 | Faculty of Medicine |  |  |  |  | MCGUIRE, CAROLANN |  | +442380796152 | No |  | Equipment at the facility includes the FACScan, highly sensitive single laser nonsorting instrument, FACSCalibur with 488nm laser and diode laser 633nm incl. optical configuration electronics and software, FACSAria 3 laser analsyser and a Laser Scanning Cytometer.
F10002 | Biomedical Imaging Unit | F5 | Faculty of Medicine | 9500 | South Academic Block | 18 | Southampton General Hospital | PAGE, ANTHONY |  | +442380794815 | No |  | The Biomedical Imaging Unit provides facilities and research and diagnostic services in high quality and high resolution light and electron microscopy.
F10003 | CL3 Suite (CAT 3) | F5 | Faculty of Medicine | 9500 | South Academic Block | 18 | Southampton General Hospital | RUSSELL, JENNIFER |  | +442380795022 | No |  | CAT 3 Laboratory suite for hazardous microbiological research. Full clearance and training required. (Facility/equipment hire is on a complete lab basis)
F10004 | Histochemistry Research Unit | F5 | Faculty of Medicine | 9500 | South Academic Block | 18 | Southampton General Hospital | WILSON, SUSAN |  | +442380796316 | No |  | The Unit has the facilities to process cells and tissue samples into a range of mediums including frozen, paraffin and resin for subsequent sectioning and staining by a variety of techniques. These methods include tinctorial staining for traditional histological examination, immunohistochemistry and in situ hybridisation. Users of the Unit may either contract the HRU to undertake work on their behalf or may use the facility to perform their own work. The HRU has extensive experience in undertaking histopathology for clinical trials. The HRU can offer advice and training on a variety of techniques. The Unit has a range of well maintained equipment available, including paraffin and resin microtomes, a range of light microscopes including those with multiple heads and digital photography and camera lucida attachment, image analysis and laser microdissection.
F10005 | Clean Rooms - Silica | F7 | Physical Sciences and Engineering | 53 | New Mountbatten | 1 | Highfield Campus | SAHU, JAYANTA |  | +442380593162 | Yes |  | The Silica Fibre facilities occupy over 160 sq.m of class 10,000 cleanroom space and comprise state-of-the-art fabrication equipment. This includes modified chemical vapour deposition (MCVD) lathes, a glassworking lathe, a 6 metre high dual-sided fibre drawing tower, and dedicated chemical preparation areas for glass etching and machining. The facility is capable of producing standard preforms and optical fibre to a high quality as well as retaining the versatility to fabricate the huge variety of speciality fibres, including microstructured fibres required for research.
F10006 | FAST Lab - Laser Laboratory | F7 | Physical Sciences and Engineering | 53 | New Mountbatten | 1 | Highfield Campus | EASON, ROBERT |  | +442380592098 | No |  | The FAST LAB facility consists of three sections (one `clean` lab dedicated to optical bio-science) and the other two supplied with femtosecond laser systems and optical tables with a total floor space of 72 square metres. The £1.1M installation and recent £300K upgrade provides the ORC and its collaborators with one of the most comprehensive and flexible commercial ultrafast laser system in the world. The FAST Lab can be hired on a daily basis in order to assist your particular line of research. Whether you are a member of the ORC, a member of another department within this or another university, or even a scientist from industry or other research establishment, you are welcome to make use of the FAST Lab facility. Moreover, we are keen to establish collaborations with other experimentalists
F10007 | Clean Rooms - Novel Glass | F7 | Physical Sciences and Engineering | 53 | New Mountbatten | 1 | Highfield Campus | HEWAK, DANIEL |  | +442380593164 | Yes |  | Our Novel glass facilties offer a wide range of specialized glass making and fibre drawing equipment including: a variety of horizontal and vertical tube furnaces, chamber furnaces, high and low temperature ovens, vacuum processing, L-shaped glove box system for batching, melting, annealing and casting of glass under dry nitrogen atmosphere (10ppm), testometric extrusion equipment, hydraulic extrusion equipment, thermogravimetric and thermomechanical analyzers.
F10008 | Clean Rooms - Compound Glass | F7 | Physical Sciences and Engineering | 53 | New Mountbatten | 1 | Highfield Campus | POLETTI, FRANCESCO |  | +442380592696 | Yes |  | Our Soft Glass facilities offer a wide range of specialized glass making and fibre drawing equipment including: A 5m Fibre Drawing Tower with cane and fibre drawing capabilities up to 1100oC; High Temperature (1700oC & 1800oC) Elevator Hearth Furnaces and High Temperature (1200oC)Chamber Furnaces for Glass Melting & Processing; Specialised (1500oC) Glass Rolling Furnace; High and Low temperature ovens; L-shaped glove box system for batching, melting, annealing and casting of glass under dry nitrogen atmosphere (<1ppm); Testometric Precision Glass Extrusion equipment; Hydraulic Glass Extrusion equipment; Fibre Characterisation Laboratory; Access to a variety of analytical equipment, including: SEM facilities; Optical Microscope Facilities, Thermogravimetric and Thermomechanical analyzers.
F10009 | Clean Rooms - FHD | F7 | Physical Sciences and Engineering | 53 | New Mountbatten | 1 | Highfield Campus | SMITH, PETER |  | +442380592809 | Yes |  | The ORC at Southampton has a state-of-the-art Flame Hydrolysis Deposition tool for growth of silica-on-silicon waveguide structures. The system allows the incorporation of germanium, phosphorous and boron doping within the silica, and is particularly optimised for high photosensitivity layer growth. The tool can grow films ranging from 2 microns to 20 microns in thickness.
F10012 | Scanning Electron Microscope (SEM) | F7 | Physical Sciences and Engineering | 53 | New Mountbatten | 1 | Highfield Campus | SESSIONS, NEIL |  | +442380592960 | Yes |  | The ORC SEM Facility comprises of a Zeiss Evo50 SEM fitted with an Oxford Instruments INCA 250 x-ray analysis system. In addition to dedicated Gold and Carbon deposition equipment, the SEM features variable pressure operation allowing analysis of both conductive and non-conductive sample. The INCA 250 x-ray analysis system provides elemental analysis capabilities.
F10010 | Clean Rooms - Integrated Photonics | F7 | Physical Sciences and Engineering | 53 | New Mountbatten | 1 | Highfield Campus | SESSIONS, NEIL |  | +442380592960 | Yes |  | The Integrated Photonics Cleanroom is a 200m² Class 1000 facility with local areas of Class 100, designed for planar processing of a very wide range of materials. The prime purpose of this facility is to be able to take raw materials, ORC-made materials, or commercial materials and process them to realise photonic devices for use in applications from telecommunications to all-optical data processing and from biochemical sensing to the lab-on-a-chip. Polishing and scanning electron microscopy are available outside the cleanroom. The major equipment items are: Karl-Suss MA6 double-sided mask aligner, OPT Plasmalab 400 Sputtering Machine, Ionafab 300 Plus Reactive Ion Beam Depostit/Etcher, Edwards Auto 306 thermal evaporators, Edwards Auto 306 electron beam evaporator, Materials Research 2300c Furnace, Severn (STS) 1200c Tube Furnace, Instron 600c Ion-Exchange Furnaces, KLA Tencor P-16 Stylus Profiler, Nikon LV100D Optical Microscope and Wet Benches for Chemical Processing.
F10011 | Clean Rooms - Focused ion beam (FIB) | F7 | Physical Sciences and Engineering | 53 | New Mountbatten | 1 | Highfield Campus | MACDONALD, KEVIN |  | +442380593085 | Yes |  | Allows focused ion beam milling, electron-beam lithography and ion/electron beam-induced deposition, with parallel high resolution imaging, for the production of complex nanostructures in a broad range of materials. Specification: 0.9 nm electron beam and 5 nm ion beam resoultion - Gas injection for bea-induced deposition of gold and platinum - Nabity pattern generator - Electron - beam lithography capability - Kleidiek nanomanipulator for TEM sample lift-out (other tool options available inc. microfluidic injection and four-point electrical probe) - 5-axis motorized stage for samples up to 150mm dia. (larger without full rotation) and 20mm thick - Ability to accept complex CAD pattern files.
F10014 | Clean Rooms - Nanofabrication | F7 | Physical Sciences and Engineering | 53 | New Mountbatten | 1 | Highfield Campus | ANTENEY, IAIN |  | +442380599045 | Yes |  | The Southampton Nanofabrication Centre is a state-of-the-art facility for microfabrication and high-spec nanofabrication, as well as a wide range of characterisation capabilities housed in the new Mountbatten Complex at the University of Southampton. One of the premiere cleanrooms in Europe, the Centre has a uniquely broad range of technologies, combining traditional and novel top down fabrication with state-of-the-art bottom up fabrication. This allows us to develop and produce a wide range of devices in diverse fields such as electronics, nanotechnology and bionanotechnology and incorporate them into an equally comprehensive array of nano and microsystems for analysis and use. The characterisation capability is similarly extensive catalogue of microscopes and test gear, from nanometre resolution scanning microscopes to electrical, magnetic and RF analysis. A detailed equiment list can be found at http://www.southampton-nanofab.com/machineDatabase/
F10015 | ECS - Characterisation (Measurement) | F7 | Physical Sciences and Engineering | 53 | New Mountbatten | 1 | Highfield Campus | DE GROOT, CORNELIS |  | +442380592732 | Yes |  | The clean room provides a range of characterisation equipment for device and material characterisation. Plan view imaging of a sample surface can be performed using field emission scanning electron microscopy (FESEM), helium ion microscopy and scanning probe microscopy. Cross-section imaging can be achieved by first making a cross-sectional cut using the focussed ion beam (FIB) system and then imaging in-situ using field emission scanning electron microscopy.
F10016 | Mass Spectrometer | F6 | Faculty of Natural and Environmental Sciences | 27 | Chemistry | 1 | Highfield Campus | LANGLEY, GRAHAM |  | +442380592182 | Yes |  | The range of mass spectrometers has grown to the point where the group now has a wide range of state-of-the-art systems capable of dealing with all sample types and a wide array of client demands. Staff capability has grown with retention and experience.
F10017 | NMR Spectroscopy Facility | F6 | Faculty of Natural and Environmental Sciences | 27 | Chemistry | 1 | Highfield Campus | WELLS, NEIL |  | +442380593593 | Yes |  | The NMR Spectroscopy Facility currently has four Bruker FT-NMR Spectrometers. AV300/1, AV300/2 DPX 400/1 and DPX 400/2. For full details of our capabilities, sample booking and staff at the facility please vitit our website.
F10018 | Single Crystal Diffraction (SXD) Facilities | F6 | Faculty of Natural and Environmental Sciences | 27 | Chemistry | 1 | Highfield Campus | LIGHT, MARK |  | +442380599429 | No |  | The state of the art instrumentation at the SXD Facility enables us to look at extremely small crystals down to sizes of tens of microns and provides the ability of high throughput analysis of more routine samples.
F10019 | Powder Diffraction (PXD) Facilities | F6 | Faculty of Natural and Environmental Sciences | 27 | Chemistry | 1 | Highfield Campus | LIGHT, MARK |  | +442380599429 | No |  | The D5000 and D8 can be used in a number of analytical situations ranging from the study of clays and materials to polymers and pharmaceuticals. The list below covers some of the main possibilities: Simple characterization; Phase analysis, both quatitative and qualitative, and Quality control monitoring.
F10052 | 6-Axis | F2 | Faculty of Engineering and the Environment | 19 | ISVR | 1 | Highfield Campus | to be assigned, Dummy |  |  | No |  | The 6-axis Motion Simulator is able to provide motion in all three translation axes (fore-and-aft, lateral, and vertical) and all three rotational axes (roll, pitch, and yaw). The moving platform is approximately 3 meter by 2 meter and can support payloads up to 1000 kg. It is able to accurately reproduce motions in 6-axis with very low levels of background vibration, waveform distortion, and cross-axis motion.
F10053 | 1m Vertical | F2 | Faculty of Engineering and the Environment | 19 | ISVR | 1 | Highfield Campus | to be assigned, Dummy |  |  | No |  | This vibrator is a single-axis human-rated electro-hydraulic vibrator used to provide vertical oscillation.
F10054 | 1m Horizontal | F2 | Faculty of Engineering and the Environment | 19 | ISVR | 1 | Highfield Campus | to be assigned, Dummy |  |  | No |  | This single-axis human-rated electro-hydraulic vibrator is used to provide horizontal oscillation.
F10056 | Electrodynamic Shakers | F2 | Faculty of Engineering and the Environment | 19 | ISVR | 1 | Highfield Campus | to be assigned, Dummy |  |  | No |  | The Human Factors Research Unit laboratory has a wide range of electrodynamic vibrators of varying displacements up to 50 mm. Smaller vibrators are suitable for hand-arm vibration studies while the larger vibrators are capable of supporting a person while applying a vibration.
F10057 | Indenter Rig | F2 | Faculty of Engineering and the Environment | 19 | ISVR | 1 | Highfield Campus | to be assigned, Dummy |  |  | No |  | The indenter rig can be used to measure the dynamic stiffness of seat cushions and the dynamic characteristics of suspension seat components such as dampers and springs. It may be used to conduct a quasi-static compression test for measuring load-deflection curves of seat cushions.
F10058 | Biomechanics Laboratory | F3 | Faculty of Health Sciences | 45 | Health Profs & Rehab Sciences | 1 | Highfield Campus | WARNER, MARTIN |  | +442380598990 | No |  | The biomechanics laboratory is a facility that enables analysis of human movement through the measurement of joint angles, muscle activity, and the external and internal forces acting on the body. The laboratory is used to explore the mechanisms of pathology that lead to movement dysfunction and aids in the development and assesses the effectiveness of treatment and rehabilitation. The high specification motion capture system enables a vast array of movement to be analysed from walking, through to the upper limb and the small intricate movements of the hand and fingers.
F10059 | Secure Data Laboratory (S3RI) | F8 | Social and Human Sciences | 39 | Soton Stat Sci Res Institute | 1 | Highfield Campus | BROWN, JAMES |  | +442380597169 | No |  | Secure data laboratory with isolated Personal Computers and a Secure cluster (Jupiter) 32 processor cores, 65 GB of memory 1 TB of local storage and 3TB remote storage via a SAN.
F10060 | Pressure Lab (Hyperbaric aquarium) | F6 | Faculty of Natural and Environmental Sciences |  |  |  |  | THATJE, SVEN |  | +442380596449 | No |  | The pressure lab enables us to study deep-sea organisms under pressurised conditions. It is based around two IPOCAMPs (Incubateur Pressurisé pour l¿Observation et la Culture d¿Animaux Marins Profonds). The lab is also equipped with a number of smaller pressure vessels that are also used to study the effects of pressure on the ecology and physiology of marine invertebrates.
F10061 | Research Aquarium | F6 | Faculty of Natural and Environmental Sciences |  |  |  |  | ROBINSON, ROBERT |  | +442380596047 | No |  | We have a multi-use aquarium, with a variety of tanks and facilities for keeping and handling live specimens. In the entrance, large observation tanks contain different biotopes, displaying animals from a variety of habitats, including seagrass beds and rocky shores. We also have a shallow open tank that simulates a rock pool environment and this has anemones and cryptic fish. The rest of the aquarium has various types of holding tanks suited to small fish and invertebrates that need to be easily accessed and monitored. Some are glass for all round viewing, while others have solid sides and are open only at the top to minimise disturbance. Wet and dry benches are used to set up experiments in controlled systems and with replicates.
F10062 | Coral Reef Laboratory | F6 | Faculty of Natural and Environmental Sciences |  |  |  |  | WIEDENMANN, JOERG |  | +442380596497 | No |  | Our Coral Reef Laboratory propogates and studies a broad range of corals and other cnidarians in a multi-compartment aquarium system circulating more than 4200 litres of artificial seawater. Complemented by a coral reef display tank used for propogation and teaching, it supports experimentation under tightly controlled conditions.
F10063 | Research Vessels | F6 | Faculty of Natural and Environmental Sciences |  |  |  |  | FISHER, GARY |  | +442380596172 | No |  | Used by staff and students for a range of fieldwork and research, our vessels include R.V. Callista, a 19.75m catamaran designed and equipped for a range of coastal and shelf research, and a 12m research vessel, R.V. Bill Conway, for use in local waters. Other nearshore work can be conducted from our RIB. All vessels carry basic standard equipment, but can be further fitted from our range of oceanographic field equipment to suit individual requirements. Vessels may also be available for commercial hire.
F10064 | Scientific Glass Blowing Facility | F6 | Faculty of Natural and Environmental Sciences |  |  |  |  | to be assigned, Dummy |  | +442380593321 | No |  | Also known as ¿flame working¿ the most common glass in use is Boroscilicate (Pyrex) but many other types and grades of glass are used on a regular basis depending on the application of the apparatus. We have a fully equipped workshop with 3 fully qualified glassblowers. Visit our website for further information and to discuss requirements.
F10065 | Carbonate Chemistry Facility | F6 | Faculty of Natural and Environmental Sciences |  |  |  |  | ACHTERBERG, ERIC |  | +442380593199 | No |  | The NERC funded facility analyses seawater samples for carbonate variables, and has state-of-the-art instrumentation. Advice is provided on sampling, sample handling and storage. We also undertake carbonate chemistry calculations following total alkalinity and dissolved inorganic carbon analysis, providing pCO2, pH and other carbonate chemistry variables.
F10066 | Dissolved Organic Carbon and Total Dissolved Nitrogen Facility | F6 | Faculty of Natural and Environmental Sciences |  |  |  |  | ACHTERBERG, ERIC |  | +442380593199 | No |  | This is our facility to analyse dissolved organic carbon and total dissolved nitrogen in seawater and freshwater samples. The NERC facility analyses seawater samples using state-of-the-art instrumentation (Shimadzu TOV V CPN-TN). Advice is provided on sampling, sample handling and storage.
F10067 | The Mechanical Workshop | F6 | Faculty of Natural and Environmental Sciences |  |  |  |  | DALLEY, ROBERT |  | +442380593329 | No |  | This well-equipped facility has provision for large capacity and precision machining as well as horizontal boring. We have a welding facility that uses the tungsten inert gas technique to weld aluminium and stainless steel to ultra high vacuum standards.
F10068 | Southampton Chemistry Analytical Solutions (SCAS) | F6 | Faculty of Natural and Environmental Sciences |  |  |  |  | to be assigned, Dummy |  |  | No |  | The staff of SCAS are analytical chemists with many years of experience and expert knowledge in their respective areas. SCAS incorporates mass spectrometry, NMR spectroscopy and X-ray diffraction to offer: Routine analysis and Custom designed analytical solutions.
F10069 | The Tony Davies High Voltage Laboratory | F7 | Physical Sciences and Engineering | 20 | High Voltage Laboratory | 1 | Highfield Campus | LEWIN, PAUL |  | +442380593586 | No |  | The Tony Davies HV Laboratory is an active centre for research into dielectric materials and insulation systems, as well as high voltage and related phenomena. We are also a commercial testing house and consultancy service. It is equipped with state-of-the-art facilities, supported by a specialist engineering team who are all actively involved in internationally leading research.
F10070 | Thermal Characterisation | F6 | Faculty of Natural and Environmental Sciences | 27 | Chemistry | 1 | Highfield Campus | PITAK, MATEUSZ |  | +442380596722 | No |  | Differential Scanning Calorimetry and Hot Stage Microscopy.Thermal analysis of a material is concerned with the monitoring of property changes as a function of temperature. These techniques enable us to probe such phenomena as polymorphism, phase transitions, stability and formulation in pharmaceutical and other material. The properties we can measure are defined by the apparatus in the facility.
F10071 | Transportation Systems Research Laboratory (TSRL) | F2 | Faculty of Engineering and the Environment |  |  |  |  | BARTON, JANICE |  | +442380596522 | Yes |  | The Transport Systems Research Laboratory (TSRL) is a cross-sectoral, multi-disciplinary facility that has been established within the School of Engineering Sciences at the University of Southampton. In conjunction with the adjacent Materials and Structures Laboratories, the TSRL provides a major regional and national centre for mechanics research with the primary objective of fostering scholarship and scientific enquiry into the behaviour of materials and structures. Work carried out in the laboratory addresses microstructure-property relationships, material-structure synthesis, design-production coupling and fluid-structure interactions.
F10072 | Autonomous Vehicle Control Systems Laboratory | F2 | Faculty of Engineering and the Environment | 13 | Tizard | 1 | Highfield Campus | SCANLAN, JAMES |  | +442380592369 | No |  | The autonomous vehicle control systems laboratory has been formed by a merger of all research efforts on intelligent control systems for autonomous vehicles developed at the University of Southampton. This includes advanced guidance, navigation and feedback control methods, agent based control with mission execution capabilities, formal verification of hardware and software systems, fault tolerant and reconfigurable control, hybrid systems modelling and software engineering of intelligent vehicles for practical engineering.
F10073 | The Creative Services Centre | F1 | Faculty of Business and Law |  |  |  |  | to be assigned, Dummy |  |  | No |  | The CSC has invested heavily in industry standard equipment to translate the innovative ideas of its students into a tangible form. Whilst student and staff support is the guiding principle of CSC, nonetheless the School has identified capacity for the CSC to market its design and production capabilities to potential customers from the locality. In particular CSC is eager to engage with community, voluntary and charitable organisations which require the range of services it is able to offer.
F10074 | High Resolution Marine Geophysics | F6 | Faculty of Natural and Environmental Sciences | 68 | National Oceanography Centre | 6 | National Oceanography Centre Campus | DIX, JUSTIN |  | +442380593057 | No |  | We have 20 years experience of collecting high resolution geophysical data for research projects as diverse as small object detection (including forensic work); wreck based surveys; Quaternary natural and archaeological landscape studies; neotectonics; and large scale sedimentological and structural analysis. We have acquired data in settings as diverse as Icelandic lakes; offshore New Zealand; the Corinth Rift; Windermere in the Lake District; and the Indus Fan. The group has its own Chirp, Boomer and Sparker sources. These can be recorded with a single channel hydrophone onto a Coda acquisition system, or using a 60-channel 1m group spacing multichannel hydrophone onto a Geometrics Strataview recorder. The group also has several multibeam systems (Reson 8160, 7101, 8125) and a Geoacoustics sidescan sonar system. This enables to acquire data from water depths of 2000m to the coastal strip. We also have the capability to process and interpret this wide range of data through a
F10075 | 3D Chrip | F6 | Faculty of Natural and Environmental Sciences | 68 | National Oceanography Centre | 6 | National Oceanography Centre Campus | BULL, JONATHAN |  | +442380593078 | No |  | 3D Chirp is a surface-towed sub-bottom profiling system capable of imaging the upper tens of metres of the sub-surface in three dimensions with decimetric horizontal and centimetric vertical resolution. This system was developed by the University of Southampton in collaboration with GeoAcoustics Ltd. The combination of the known, highly repeatable Chirp source, with the coherent processing and interpretation afforded by true 3D seismic volumes provides the perfect base for shallow-water engineering, archaeology, military, and geological studies. Please visit the following website for more information
F10076 | OBIC | F6 | Faculty of Natural and Environmental Sciences | 68 | National Oceanography Centre | 6 | National Oceanography Centre Campus | to be assigned, Dummy |  |  | No |  | The Ocean Bottom Instrumentation Consortium aims to provide the academic and commercial communities with access to multi-sensor, versatile seabed instruments to enable sub-surface geophysical imaging at high vertical and lateral resolution. We have 50 seabed platforms with hydrophones and 3-component short period geophones; 14 instruments can be deployed as electric field receivers for active EM experiments; 9 instruments can be deployed with differential pressure gauges for long-term earthquake studies. Broadband seismic receivers are currently under development. NERC-funded projects are carried out under Pay as You Go terms as part of the Geophysical Equipment Facility; these costs appear on grant proposals but may be outside of the £1.2M cap on standard grants.
F10077 | Telecommunications Laboratories | F7 | Physical Sciences and Engineering | 46 | Physics | 1 | Highfield Campus | PETROPOULOS, PERIKLIS |  | +443280592014 | No |  | The Telecommunications laboratories consist of a suite of three experimental facilities which have recently benefitted from a £1M investment. The state-of-the-art optical communications system laboratory is equipped with the equipment required to undertake optical transmission and data processing experiments at symbol rates of up to 640 Gbaud and DWDM experiments at channel counts of up to 40 wavelengths. The laboratory has immediate access to the Aurora dark fibre line, allowing transmission experimentation in an installed fibre link.
F10078 | NIHR Wellcome Trust Clinical Research Facility | F5 | Faculty of Medicine | 9500 | South Academic Block | 18 | Southampton General Hospital | TAMBELLINI, ENRICO |  | +442380794518 | No |  | The NIHR Wellcome Trust Clinical Research Facility (WTCRF) is based in the Southampton Centre for Biomedical Research at Southampton General Hospital. It provides modern, dedicated facilities for researchers and their volunteers, together with a team of experienced research nurses and support staff. The focus is on clinical and translational research that will deliver maximum patient benefit across a wide range of diseases and conditions. Please visit the website for more information about the facility and equipment available.
F10079 | Biometrics Laboratory | F7 | Physical Sciences and Engineering | 1 | Building 1 | 1 | Highfield Campus | NIXON, MARK |  | +442380593542 | No |  | The lab is used primarily for collecting biometric data. We acquire images of a walking subject, the subject`s face and the subject`s ear. (We pioneered using gait as a biometric and were amongst the first to show that people can be recognised by their ear shape.) The gait images are multiview and acquired in controlled lighting, enabling 3D reconstruction of the walking subject acquired again in controlled lighting; the face images are acquired as the subject walks towards the camera; the ear image is single shot acquired using a flash. The background is patterned chromakey, allowing calibration and matteing.

## Equipment
Equipment ID | Equipment Name | Org Code | Org Name | Building Number | Building Name | Site Number | Site Name | Contact Name | Contact Email | Contact Phone | Facility ID | Facility Name | Information Page | Description
E10055 | Facscanto Flow Cytometer | F5 | Faculty of Medicine | 9570 | Tenovus | 18 | Southampton General Hospital | REEVE, PAUL | [5 empty] | Old equipment. Recommend using FACS Facility.
E10073 | Beckton Dickinson BD FACSAria | F5 | Faculty of Medicine | 9500 | South Academic Block | 18 | Southampton General Hospital | REEVE, PAUL |  |  | F10001 | FACS Suite
E10088 | Facscalibur Basic | F5 | Faculty of Medicine | 9500 | South Academic Block | 18 | Southampton General Hospital | MCGUIRE, CAROLANN |  |  | F10001 | FACS Suite | http://www.som.soton.ac.uk/research/sites/flow/instumentation/ | FACSCalibur from Becton Dickinson is a four-color, dual-laser, bench top flow cytometry system that provides both cell analysis and sorting. This fully integrated multiparameter system can also perform a range of functions.
E10094 | Li-Cor Biosciences Odyssey | F6 | Faculty of Natural and Environmental Sciences | 85 | Life Sciences | 1 | Highfield Campus | WILLETT, MARK |  | +442380594235 | F10033 | Imaging & Microscopy Centre |  | Infrared imaging system for scanning and analysis of Western Blots, cell-based assays, gel stainings, protein assays and tissue sections 2 diode lasers (685 nm and 785 nm) 2 independent infrared detection channels Odyssey Application Software
E10095 | Confocal Imaging System | F6 | Faculty of Natural and Environmental Sciences | 85 | Life Sciences | 1 | Highfield Campus | NEWLAND, PHILIP
E10098 | TriVersa NanoMate | F6 | Faculty of Natural and Environmental Sciences | 85 | Life Sciences | 1 | Highfield Campus | SKIPP, PAUL |  |  | F10039 | Centre for Proteomic Research | file:///srv/hedgehog/var/hopper/facilities.new.29174/www.proteome.soton.ac.uk | Nano ESI infusion source
E10101 | Waters Synapt HDMS (G2-S) ESI & MALDI mass spectrometer + nano acquity LC system | F6 | Faculty of Natural and Environmental Sciences | 85 | Life Sciences | 1 | Highfield Campus | SKIPP, PAUL |  |  | F10039 | Centre for Proteomic Research | file:///srv/hedgehog/var/hopper/facilities.new.29174/www.proteome.soton.ac.uk | High resolution mass spectrometer
E10001 | Nanoscope 3 / Multimode Afm Microscope | F7 | Physical Sciences and Engineering | 46 | Physics | 1 | Highfield Campus | LEBLANC, KATHLEEN |  |  | F10041 | Nanomaterials Rapid Prototyping Facility |  | Multitasking controller for atomic force microscopes (AFM). Local ID: PH/01785
E10002 | Atomic Force Microscope | F2 | Faculty of Engineering and the Environment | 7 | Lanchester | 1 | Highfield Campus | GILES, ANDREW |  |  | F10041 | Nanomaterials Rapid Prototyping Facility |  | Explorer atomic force microscope (AFM) capable of imaging in non-contact (NC) and contact mode. Local ID: PH/01717
E10097 | DM5000B Microscope | F6 | Faculty of Natural and Environmental Sciences | 9510 | Lab & Path Block | 18 | Southampton General Hospital | TEELING, JESSICA | [5 empty] | The automated Leica DM5000 B microscope for live cell analysis and cell morphology studies features a coded 7x nosepiece, manual z-focus, fully automated transmitted light axis, and automated 5x or 8x fluorescence axis. In addition to automated brightfield, darkfield, phase, and polarization contrast, the Leica DM5000 B features fully automated Differential Interference Contrast (DIC). Dedicated software together with the motorized fluorescence axis make the Leica DM5000 B ideal for advanced fluorescence applications involving fixed cells, live cells, and tissues.
E10099 | Carl Zeiss Axiovert 200 | F6 | Faculty of Natural and Environmental Sciences | 85 | Life Sciences | 1 | Highfield Campus | WILLETT, MARK |  | +442380594235 | F10033 | Imaging & Microscopy Centre |  | Widefield fluorescence microscopy system with fixed stage and electrophysiology equipment: upright stand ¿ Zeiss Axioskop 2 FS mot Burleigh Gibraltar platform and XY- stage HBO 100 incident light illuminator DAPI, FITC and Rhodamine filter cubes for fluorescence microscopy air objective (10x/0.30) water dipping objectives (40x/0.80, 63x/0.90) DIC optics AxioCam MRm monochrome camera AvioVision software for image acquisition and analysis Warner Instruments recording chamber and dual automatic temperature controller Burleigh PCS 5000 micromanipulator Axon-Instruments Axoclamp 2B Axon-Instruments Axopatch 200B Axon-Instruments pClamp 9 data acquisition and analysis software for electrophysiology
E10004 | Zeiss Confocal Microscope | F7 | Physical Sciences and Engineering | 46 | Physics | 1 | Highfield Campus | LEBLANC, KATHLEEN |  |  | F10041 | Nanomaterials Rapid Prototyping Facility |  | A Zeiss confocal microscope system which is also capable of UV writing of samples. (HeNe - 633nm, GeNe - 543nm, UV - 351nm, Arlon - 458nm, and other lines)
E10007 | Fa 6" Probe Station Package R32/6 (S/N 2930) | F7 | Physical Sciences and Engineering | 46 | Physics | 1 | Highfield Campus | LEBLANC, KATHLEEN |  |  | F10041 | Nanomaterials Rapid Prototyping Facility |  | A manual 8inch wafer prober with a Leica GZ4 stereomicroscope. Local ID: PH/01713
E10404 | Lightwave Polarization Analyser | F7 | Physical Sciences and Engineering | 46 | Physics | 1 | Highfield Campus | IBSEN, MORTEN |  |  | F10014 | Clean Rooms - Nanofabrication
E10407 | XY Stage / 1m Stage / Frame / Rack | F7 | Physical Sciences and Engineering | 46 | Physics | 1 | Highfield Campus | IBSEN, MORTEN |  |  | F10014 | Clean Rooms - Nanofabrication
E10408 | AQ317 Spectrum Analyser (purchased in 1999) | F7 | Physical Sciences and Engineering | 46 | Physics | 1 | Highfield Campus | NILSSON, LARS |  |  | F10014 | Clean Rooms - Nanofabrication
E10009 | Kurt J Lesker Sputter System in the Nanomaterials Rapid Prototyping Facility | F7 | Physical Sciences and Engineering | 46 | Physics | 1 | Highfield Campus | LEBLANC, KATHLEEN |  |  | F10041 | Nanomaterials Rapid Prototyping Facility | http://data.southampton.ac.uk/equipment/E10009.html | Lesker sputter deposition system capable depositing thin multi-layers of metallic and dielectric layers. Local ID: PH/01917
E10010 | E-Beam Lithography Conversion Kit | F7 | Physical Sciences and Engineering | 46 | Physics | 1 | Highfield Campus | LEBLANC, KATHLEEN |  |  | F10041 | Nanomaterials Rapid Prototyping Facility |  | E-Beam Lithography Conversion Kit. Raith nanolithography system capable of writing sub 100nm dimensions with up to 16bit resolution. Local ID: PH/02287
E10012 | Vicom MX T-series Motion Capture System | F3 | Faculty of Health Sciences | 45 | Health Profs & Rehab Sciences | 1 | Highfield Campus | WARNER, MARTIN |  |  | F10058 | Biomechanics Laboratory | http://www.southampton.ac.uk/healthsciences/research/facilities/biomechanics.page? | The laboratory contains a high specification Vicon MX T-series motion capture system consisting of twelve cameras. Six cameras are 16 megapixel resolution and the remaining six are 4 megapixel resolution. This enables a capture volume of approximately 8m length x 3m width x 3m height whilst using markers from 14mm to as little as 3mm in diameter. Synchronised with the motion capture system are two Kistler piezoelectric force platforms, one of which is portable enabling it to be repositioned for a multitude of tasks including step-up and step-down movements. In addition there is also a 16 channel Aurion `Zerowire¿ wireless EMG system to enable the electrical activity of muscles as they contract to be recorded, which is also synchronised with the motion capture system. Other equipment available include; ultrasound imaging, in-shoe pressure distribution, and joint torque measurement systems.
E10013 | Vicon V460 System + 6 Cameras obsolete at YE1617 | F3 | Faculty of Health Sciences | 45 | Health Profs & Rehab Sciences | 1 | Highfield Campus | WARNER, MARTIN |  |  | F10058 | Biomechanics Laboratory | http://www.southampton.ac.uk/healthsciences/research/facilities/biomechanics.page | Our Vicon system is one the highest specification systems in the country for health research. This enables us to capture the three-dimensional movement of walking, to the small intricate movements of the hand and fingers. Synchronised with our force platforms and EMG systems the system enables us to generate a complete biomechanical analysis of a patient¿s movement strategies. We also have a second Vicon system which can be setup in other laboratories, or practical rooms, for capturing smaller movement tasks.
E10014 | Magstim 200 - single pulse, monophasic stimulator used for cortical and peripheral stimulation. | F3 | Faculty of Health Sciences | 45 | Health Profs & Rehab Sciences | 1 | Highfield Campus | WARNER, MARTIN |  |  | F10058 | Biomechanics Laboratory
E10435 | Impedance Analyser | F7 | Physical Sciences and Engineering | 53 | New Mountbatten | 1 | Highfield Campus | TSUCHIYA, YOSHISHIGE |  |  | F10014 | Clean Rooms - Nanofabrication
E10019 | Massarray Analyser 4 system | F5 | Faculty of Medicine | 9560 | Duthie | 18 | Southampton General Hospital | WILKINS, ADRIAN | [5 empty] | The MassARRAY Analyzer 4 system brings the power of mass spectrometry, robust molecular biology, and advanced data analysis software to meet the needs of high- and low-throughput laboratories. The system provides increased throughput, faster time-to-results, and the ability to cost effectively run from tens to thousands of samples.
E10022 | Pyromark Md System (220-240V) | F5 | Faculty of Medicine | 9560 | Duthie | 18 | Southampton General Hospital | WILKINS, ADRIAN | [5 empty] | PyroMark Q96 MD: Analysis of DNA methylation, detection of mutations and SNP`s with high sensitivity and built-in quality control.
E10027 | Leica TCS SP5 Confocal laser scanning microscope | F5 | Faculty of Medicine | 9500 | South Academic Block | 18 | Southampton General Hospital | PAGE, ANTHONY |  |  | F10002 | Biomedical Imaging Unit | http://www.som.soton.ac.uk/research/sites/biu/ | The Leica TCS SP5 Confocal fully covers a broad range of requirements in confocal and multiphoton imaging. The system provides the full range of scan speeds at the highest resolution. With its proven, high-efficiency SP detection (five channels simultaneously) and optional AOBS (Acousto Optical Bream Splitter), the Leica TCS SP5 delivers bright, noise-free images with minimal photo damage at high speed.
E10335 | Soft Glass Fiber Drawing Tower | F7 | Physical Sciences and Engineering | 53 | New Mountbatten | 1 | Highfield Campus | HEWAK, DANIEL |  |  | F10007 | Clean Rooms - Novel Glass | http://www.cimp.soton.ac.uk/silica.html
E10039 | SR Research Eyelink Tracker | F8 | Social and Human Sciences | 44 | Shackleton | 1 | Highfield Campus | DARGIE, PETER |  |  |  |  | http://www.southampton.ac.uk/psychology/business_partnership/services/eye_tracking.page | The Eyelink 1000 system is a state-of-the-art desk-mounted eye tracker with very high spatial and temporal accuracy. It is currently in use for a wide range of visual cognitive experiments.
E10040 | Binocular Dpi Eyetracker Gen2000 - Left & Right | F8 | Social and Human Sciences | 44 | Shackleton | 1 | Highfield Campus | DARGIE, PETER |  |  |  |  | http://www.southampton.ac.uk/psychology/business_partnership/services/eye_tracking.page | The DPI lab is equipped with two Dual Purkinje Image eye trackers, set up to allow simultaneous recording of both eyes. The trackers sample every millisecond, with 1 minarc spatial accuracy. These are interfaced with Cambridge Research Systems shutter goggles, which can be used to present different images to each of the two eyes.
E10359 | Pressurization system | F7 | Physical Sciences and Engineering | 53 | New Mountbatten | 1 | Highfield Campus | PETROVICH, MARCO
E10038 | Mobile Research Unit (converted Citroën Relay van) | F8 | Social and Human Sciences | 44 | Shackleton | 1 | Highfield Campus | DARGIE, PETER |  |  |  |  | http://www.southampton.ac.uk/psychology/outreach/activities/mobile_research_unit.page | Fitted with a range of professional equipment, this custom-fitted Citroën Relay vehicle gives valuable support to our research work. The interior sports a lab environment with battery derived 240V ac power supply enabling a wide range of laboratory equipment to be used away from the University. Additionally, with flexibility designed in from the start, the unit can be tailored for each assignment. This could range from face to face interviews being recorded on video to studies involving eye tracking equipment to investigate how participants respond to visual images or text.
E10041 | Eyelink 1000 Base System for Human Use | F8 | Social and Human Sciences | 44 | Shackleton | 1 | Highfield Campus | DARGIE, PETER | [5 empty] | Housed in a set of spectacles and worn on a backpack. Lower spatial and temporal accuracy than the Eyelink, but has the benefit of being able to move with the wearer¿s head. Best used in dynamic, real-world tasks
E10043 | Leica Scan Station Terrestrial Laser Scanner | F8 | Social and Human Sciences | 44 | Shackleton | 1 | Highfield Campus | RIDDY, LIAM | [5 empty] | Survey instrument to create 3D point clouds up to a range of 200 metres with a precision of 2mm
E10047 | Prominance Hplc Upgrade | F5 | Faculty of Medicine | 9580 | Somers Cancer Research | 18 | Southampton General Hospital | REEVE, PAUL |  |  |  |  | http://www.southampton.ac.uk/medicine/cancer | The modular Prominence HPLC Series generates highly reproducible chromatography while maintaining the flexibility for which Shimadzu HPLC instrumentation is known. The Prominence HPLC can perform many analytical tasks with one piece of high-performance equipment - QA/QC work, Mass Spec front end, multi-dimensional chromatography.
E10048 | Facscanto Laser 488nm and 633nm benchtop 6 colour analysis machine | F5 | Faculty of Medicine | 9580 | Somers Cancer Research | 18 | Southampton General Hospital | REEVE, PAUL |  |  | F10001 | FACS Suite | http://www.som.soton.ac.uk/research/sites/flow/Cancer/ | Used in protein purification. The FACSCanto in the Somers building is a powerful benchtop machine with 488nm and 633 nm lasers allowing six-colour analysis. These 4 analytical instruments play an essential role in research projects over the whole Division and throughout the Faculty of Medicine.
E10373 | Three Zone, Bench Top 1700C Tube Furnace | F7 | Physical Sciences and Engineering | 53 | New Mountbatten | 1 | Highfield Campus | SESSIONS, NEIL |  |  | F10010 | Clean Rooms - Integrated Photonics
E10045 | Olympus CKX41 inverted microscope | F5 | Faculty of Medicine | 9580 | Somers Cancer Research | 18 | Southampton General Hospital | REEVE, PAUL |  |  |  |  | http://www.southampton.ac.uk/medicine/academic_units/academic_units/microscopy.page | For High Resolution cell imaging. In fluorescence microscopy, wide variations between localized fluorophore concentrations within the specimen, coupled to differences in extinction coefficient and quantum yield from one fluorochrome to another, significantly influence the emission signal produced for a given quantity of excitation intensity. Considering that many specimens contain only minute quantities of fluorescent material in any particular viewfield, these combined factors produce an average level of fluorescence emission that is four to six orders of magnitude less than the excitation intensity.
E10049 | Sedna Scientific TTC Cell Counter | F5 | Faculty of Medicine | 9580 | Somers Cancer Research | 18 | Southampton General Hospital | REEVE, PAUL | [5 empty] | Multiple parameter cell counter.
E10051 | Varioskan Flash Inc Bottom Read | F5 | Faculty of Medicine | 9580 | Somers Cancer Research | 18 | Southampton General Hospital | REEVE, PAUL | [5 empty] | Multiple wave length plate reader. Varioskan Flash spectral scanning multimode reader includes fluorescence intensity, time-resolved fluorescence (TRF), photometric, and optional luminometric detection technologies. It is designed for optimization and analysis of various assays, such as binding assays, ADMETox, molecular biology assays, enzyme kinetic studies, ion-channel and cell signalling assays.
E10258 | He Ion Microscope: Orion-Bu | F7 | Physical Sciences and Engineering | 53 | New Mountbatten | 1 | Highfield Campus | LESSEY, MARK |  |  | F10014 | Clean Rooms - Nanofabrication | http://www.southampton-nanofab.com/characterisation/heIonMicroscope.php | The Zeiss Orion helium ion microscope has similar functionality to an electron microscope, but uses a focussed beam of helium ions in place of the electrons. The larger mass and therefore smaller de Broglie wavelength of helium ions compared to electrons means that the scanning helium ions microscope suffers less from diffraction effects than a scanning electron microscope (SEM). Since helium ions can be focused into a smaller probe size and provide a much smaller sample interaction compared to electrons, the Orion generates higher resolution images with better material contrast and 5 times improved depth of focus. The high resolution arises from the use of a finely sharpened needle and a process that strips individual atoms away from the source until an atomic pyramid is created with just three atoms at the very end of the source tip. The Orion achieves a resolution of less than 0.9nm at an energy of 25-30kV and can deliver beam currents between 1fA and 25pA.
E10260 | Helios Sputtering System Type Xl 6" | F7 | Physical Sciences and Engineering | 53 | New Mountbatten | 1 | Highfield Campus | LESSEY, MARK |  |  | F10014 | Clean Rooms - Nanofabrication | http://www.southampton-nanofab.com/fabrication/cleanroomEquipment.php | The HELIOS sputtering tool is a flexible platform for fast, precise and fully automated thin film coatings. It specializes in high quality optical coatings featuring very low absorption and scattering. Optical performance is ensured by the extremely dense, smooth, stoichiometric, and amorphous layers. Precision in layer growth control is facilitated by an optical monitoring system for in-situ on-substrate measurements.
E10261 | Field Emmission Scanning Electron Microscope (FEG-SEM) | F7 | Physical Sciences and Engineering | 53 | New Mountbatten | 1 | Highfield Campus | LESSEY, MARK |  |  | F10014 | Clean Rooms - Nanofabrication | http://www.southampton-nanofab.com/characterisation/sem.php | High resolution FEG-SEM for sub 100nm imaging. Magnification x100 to x1000000
E10263 | Evaporator Gun | F7 | Physical Sciences and Engineering | 53 | New Mountbatten | 1 | Highfield Campus | LESSEY, MARK |  |  | F10014 | Clean Rooms - Nanofabrication | http://www.southampton-nanofab.com/fabrication/cleanroomEquipment.php | LAB700 e-gun evaporator incorporates 2e-guns each with a 5xcrucible plate. is configured for reactive ion assisted deposition of dielectrics, high precision lift off, variable angle deposition, cryogenic deposition
E10264 | Imoxs Sem | F7 | Physical Sciences and Engineering | 53 | New Mountbatten | 1 | Highfield Campus | LESSEY, MARK |  |  | F10014 | Clean Rooms - Nanofabrication | http://www.southampton-nanofab.com/characterisation/sem.php | X-ray fluorescence (XRF) analysis of glasses & high sensitivity trace analysis, spatial resolution 50um, sensitivity element dependant, down to 50ppm
E10992 | Small UAV engine test dynamometer for engines up to 250cc | F2 | Faculty of Engineering and the Environment | 176 | Building 176 | 2 | Boldrewood Campus | KEANE, ANDREW | [5 empty] | Shared research and teaching facility. Incorporating UAV engine testing research facility.
E10265 | Fluoresence System | F7 | Physical Sciences and Engineering | 53 | New Mountbatten | 1 | Highfield Campus | LESSEY, MARK |  |  | F10014 | Clean Rooms - Nanofabrication |  | Sub 100nm spatial resolution imagaing of distribution elements in a sample. Spatial location of lements in an alloy, imaging of contacts under metal, semiconductor metal failure analysis, analysis of layered structures.
E10712 | Theta Probe Angle-Resolved X-ray Photoelectron Spectrometer (ARXPS) System | F7 | Physical Sciences and Engineering | 53 | New Mountbatten | 1 | Highfield Campus | BODEN, STUART |  |  | F10014 | Clean Rooms - Nanofabrication |  | The Theta Probe X-ray Photoelectron Spectromer (XPS) allows the collection of angle-resolved spectra without the need to tilt the sample to nondestructively characterize ultra-thin layers.
E10267 | Auto 306 Resistance Evaporation System | F7 | Physical Sciences and Engineering | 53 | New Mountbatten | 1 | Highfield Campus | LESSEY, MARK |  |  | F10014 | Clean Rooms - Nanofabrication |  | Resistance evaporation source for filament or boat evaporation. A built-in shield prevents unwanted coating of the vacuum chamber and adjacent deposition accessories. Four position turret evaporation source capable of sequentially depositing up to 4 different materials without breaking vacuum. Sources are selected and rotated into the evaporation position using a simple handwheel control. The sources can be configured to evaporate from the center or the side of the vacuum chamber for optimum film thickness uniformity onto a choice of static or rotating substrate fixtures.
E10268 | Optiwet St30 | F7 | Physical Sciences and Engineering | 53 | New Mountbatten | 1 | Highfield Campus | LESSEY, MARK |  |  | F10014 | Clean Rooms - Nanofabrication | http://www.southampton-nanofab.com/fabrication/cleanroomEquipment.php | Cleaner/lift-off/stripper module/developer module. 4,6,8 inch wafers, 5.6.7 inch plates.
E10270 | Rapid Prototyping System | F7 | Physical Sciences and Engineering | 59 | New Zepler | 1 | Highfield Campus | LONG, MARK |  |  | F10014 | Clean Rooms - Nanofabrication |  | Rapid prototyping machine, build resolution x-axis 600dpi/42um, y-axis 600dpi/42um, z-axis 1600dpi/16um, build size XxYxZ) 342 x 342 x 200mm, input formats STL, IPT, IAM, SLC and objDF files. Two resin setup VeroWhite (hard) and VeroBlack (soft), capable of producing parts of any hardness level by mixing both resins.
E10422 | Tunable Laser | F7 | Physical Sciences and Engineering | 53 | New Mountbatten | 1 | Highfield Campus | GANAPATHY, SENTHIL
E10436 | Plasma System | F7 | Physical Sciences and Engineering | 53 | New Mountbatten | 1 | Highfield Campus | LESSEY, MARK |  |  | F10014 | Clean Rooms - Nanofabrication
E10362 | MJB4 Mask Aligner | F7 | Physical Sciences and Engineering | 53 | New Mountbatten | 1 | Highfield Campus | SESSIONS, NEIL |  |  | F10010 | Clean Rooms - Integrated Photonics
E10691 | Plasmalab 80 Plus Rie Etcher | F7 | Physical Sciences and Engineering | 53 | New Mountbatten | 1 | Highfield Campus | LESSEY, MARK
E10451 | 550 Degree Table | F7 | Physical Sciences and Engineering | 53 | New Mountbatten | 1 | Highfield Campus | LESSEY, MARK |  |  | F10014 | Clean Rooms - Nanofabrication
E10467 | Spectrograph | F7 | Physical Sciences and Engineering | 53 | New Mountbatten | 1 | Highfield Campus | SAITO, SHINICHI |  | +442380593169 | F10014 | Clean Rooms - Nanofabrication
E10481 | Ez Path 2 'S' Dx 1.5M CNC Bedlathe for turned parts | F7 | Physical Sciences and Engineering | 59 | New Zepler | 1 | Highfield Campus | LONG, MARK
E10494 | Nano 38 Sputting Machine Lesker Sputter System | F7 | Physical Sciences and Engineering | 53 | New Mountbatten | 1 | Highfield Campus | SESSIONS, NEIL |  |  | F10010 | Clean Rooms - Integrated Photonics
E10508 | Mass Spectrometer | F7 | Physical Sciences and Engineering | 46 | Physics | 1 | Highfield Campus | ULBRICHT, HENDRIK |  |  | F10014 | Clean Rooms - Nanofabrication
E10516 | Shimatronic Design System | F1 | Faculty of Business and Law |  |  |  |  | KEIM, ODINA |  |  | F10073 | The Creative Services Centre
E10608 | Coherent Laser System (purchased in August 2005) | F7 | Physical Sciences and Engineering | 46 | Physics | 1 | Highfield Campus | LAGOUDAKIS, PAVLOS
E10613 | EVG501 Semi-Automated Lamination Machine | F7 | Physical Sciences and Engineering | 53 | New Mountbatten | 1 | Highfield Campus | LESSEY, MARK |  |  | F10014 | Clean Rooms - Nanofabrication
E10108 | Photometrics Coolsnap CCD Camera (Roper Scientific) (obsolete 1718) | F6 | Faculty of Natural and Environmental Sciences | 85 | Life Sciences | 1 | Highfield Campus | WILLETT, MARK |  | +442380594235 |  |  |  | High-resolution interline CCD camera for Image acquisition and analysis. The CoolSNAP cf camera has been designed for life science imaging applications that demand superior spatial resolution and fast throughput. Each pixel in this moderately cooled, 12-bit platform`s 1392 x 1040-element interline CCD measures 4.65 x 4.65 µm ¿ perfect for low-magnification, high-resolution microscopy. Color and Monochrome models are available.
E10140 | Varian HPLC/ Cary Eclipse Fluorescence Spectrometer/ Cary 300 Bio UV-Vis spectrometer | F6 | Faculty of Natural and Environmental Sciences | 30 | Synthetic Chemistry | 1 | Highfield Campus | STULZ, EUGEN |  |  | F10035 | Mass Spectrometer | http://www.southampton.ac.uk/chemistry/business_partnership/services/ms.page?
E10148 | Cobra Sysem With Nitrogen Generator | F6 | Faculty of Natural and Environmental Sciences | 30 | Synthetic Chemistry | 1 | Highfield Campus | LIGHT, MARK |  |  | F10037 | The Macromolecular Crystallisation Facility (Crystallography)
E10174 | Philips Xl30 ESEM Scanning Electron Microscope | F6 | Faculty of Natural and Environmental Sciences | 29 | Graham Hills | 1 | Highfield Campus | CLARK, ALISTAIR |  |  | F10022 | Philips FEI XL30SEM Environmental Scanning Electron Microscope |  | Philips Environmental - Scanning Electron Microscope (SEM) coupled with FEI Micro-analysis system. The Philips XL-30 ESEM is a flexible scanning electron microscope with a large chamber. It can be used for conventional high vacuum imaging, or in the environmental mode, can be used to examine wet, oily, gassy or non-conducting samples. Samples can be examined in an atmosphere of up to 10 torr of water vapour, oxygen, nitrogen carbon dioxide or any other non-corrosice gas.
E10176 | Fourier Transform Mass Spectrometer | F6 | Faculty of Natural and Environmental Sciences | 30 | Synthetic Chemistry | 1 | Highfield Campus | LANGLEY, GRAHAM |  |  | F10035 | Mass Spectrometer | http://www.southampton.ac.uk/chemistry/business_partnership/services/ms.page? | Fourier 300 is a high-resolution NMR. Main Features: - Compact high-resolution NMR spectrometer - Ideal for chemistry education and chemical analysis - Industry standard NMR software TopSpin - Cost efficient - Easy handling and siting - Provides routine and advanced modern NMR techniques including COSY, NOESY, HSQC, HMBC
E10976 | FEI Quanta 250 FEG Scanning electron microscope | F5 | Faculty of Medicine | 9500 | South Academic Block | 18 | Southampton General Hospital | PAGE, ANTHONY |  |  | F10002 | Biomedical Imaging Unit
E10189 | Thermo ELEMENT XR HR-ICP-MS | F6 | Faculty of Natural and Environmental Sciences | 68 | National Oceanography Centre | 6 | National Oceanography Centre Campus | MILTON, JAMES |  | +442380592169 | F10042 | MC-ICP-MS |  | Inductively Coupled Plasma Mass Spectrometer (ICP-MS)
E10190 | Thermo TRITON Plus TI-MS | F6 | Faculty of Natural and Environmental Sciences | 68 | National Oceanography Centre | 6 | National Oceanography Centre Campus | MILTON, JAMES |  | +442380592169 | F10042 | MC-ICP-MS |  | The TRITON Plus is a multicollector thermal ionization mass spectrometer for high precision isotope ratio measurements. It uses a proven thermal ionization source and has a unique variable multicollector platform which can be configured with Faraday detectors and/or miniaturized ion counting detectors for smallest sample sizes. Typical applications are dating of geological samples as well as control of isotopic compositions of nuclear materials.
E10703 | Additional Parts For Evg620Tb | F7 | Physical Sciences and Engineering | 53 | New Mountbatten | 1 | Highfield Campus | LESSEY, MARK
E10192 | High Performance Liquid Chromatography Mass Spectrometer (HPLC-MS) | F6 | Faculty of Natural and Environmental Sciences | 68 | National Oceanography Centre | 6 | National Oceanography Centre Campus | WHITESIDE, JESSICA |  |  |  |  | http://www.noc.soton.ac.uk/geochem/Facilities%20Links/tims.htm | High Performance Liquid Chromatography Mass Spectrometer (HPLC-MS). LC-MSn offers Trap-HCD (Higher-Energy Collisional Dissociation) combined with CID (Collision-Induced Dissociation), PQD* (Pulsed-Q Dissociation) and ETD (Electron Transfer Dissociation) to solve the most difficult analytical problems. Key Features: - Novel wide dynamic range discrete dynode detection system provides up to six orders of linear quantitation - Unique dual-pressure linear ion trap simultaneously increases scan speed and mass resolution - Proprietary S-lens ion optics increase ion transmission and shorten trap fill time, improving instrument sensitivity and data acquisition rate - Generation II ion optics improve robustness and reduces downtime - Trap-HCD functionality combined with CID, PQD and ETD provides the ultimate in structural information - Predictive Automatic Gain Control reduces cycle times, yielding improved data acquisition rates.
E10195 | Canberra UK Ltd ULB HPGs Well Detector | F6 | Faculty of Natural and Environmental Sciences | 68 | National Oceanography Centre | 6 | National Oceanography Centre Campus | CROUDACE, IAN |  |  |  |  | http://www.gau.org.uk/ | Ultra Low Background (ULB) High Purity Germanium (HPG) Well Detection system.
E10204 | Callista | F6 | Faculty of Natural and Environmental Sciences | 68 | National Oceanography Centre | 6 | National Oceanography Centre Campus | FISHER, GARY |  |  | F10063 | Research Vessels | http://www.southampton.ac.uk/oes/business_partnership/services/commercial_vessel_hire.page | Callista is a 19.75m Catamaran, purpose built for teaching and research, with a large rear deck and A-frame for equipment deployment. Callista offers a unique capability for operations along the south coast for teaching and research as well as a platform for marine enterprise and industry. She is also used in the Discover Oceanography programme which offers the opportunity to experience a hands-on introdction to marine science for groups of all ages.
E10710 | Furnaces - Final 10% | F7 | Physical Sciences and Engineering | 53 | New Mountbatten | 1 | Highfield Campus | LESSEY, MARK
E10219 | Princeton Measurements Corporation (now Lake Shore Cryotronics) Model 3900 Micromag Vibrating Sample | F6 | Faculty of Natural and Environmental Sciences | 68 | National Oceanography Centre | 6 | National Oceanography Centre Campus | XUAN, CHUANG | [5 empty] | High sensitivity vibrating magnometer (0.5 microemu standard deviation @ 1 second per measured point). Features; Hardware and software compatible with P.M.C., Alternating Gradient Magnetometer Systems, Versatile, quick change sample holders, Continuous sample rotation about Z-axis under computer control, High and low temperature accessories, High speed four quadrant magnet power supply, and comprehensive, easy to use Windows based application software.
E10221 | Isoprime Dual Inlet Isotope Ratio Mass Spectrometer with Multiprep (DI-IRMS) | F6 | Faculty of Natural and Environmental Sciences | 68 | National Oceanography Centre | 6 | National Oceanography Centre Campus | HAMBACH, BASTIAN |  |  | F10044 | OES - Research Facility: Organic Carbon Stable Isotopes | http://www.noc.soton.ac.uk/palaeo/Facilities/Mass%20Spectrometry/index.html | Isoprime Dual Inlet Isotope Ratio Mass Spectrometer with Multiprep (DI-IRMS) for the stable isotope analysis of d13C and d18O in carbonates (small or bulk samples).
E10634 | FEI tecnai 12 Transmission Electron Microscope | F5 | Faculty of Medicine | 9500 | South Academic Block | 18 | Southampton General Hospital | PAGE, ANTHONY |  |  | F10002 | Biomedical Imaging Unit
E10713 | Gryphon Nanodrop Liquid Handler | F6 | Faculty of Natural and Environmental Sciences | 85 | Life Sciences | 1 | Highfield Campus | TEWS, IVO
E10226 | 2G Enterpirses Model 760 Liquid Helium cooled Superconducting Rock Magnetometer with DC Squids | F6 | Faculty of Natural and Environmental Sciences | 68 | National Oceanography Centre | 6 | National Oceanography Centre Campus | XUAN, CHUANG | [5 empty] | 2G Enterprises Model 760 Superconducting Rock Magnetometer (SRM) incorporating high sensitivity DC SQUIDS.
E10234 | Konica Minolta Sensing Non0Contact Digitizer VI-910 (obsolete 1718) | F4 | Faculty of Humanities | 65A | Archaeology | 3 | Avenue Campus | BARKER, DOMINIC |  | +442380596862 |  |  |  | Uses laser to triangulate and scan 3 dimensional objects and produces a digital "cloud" of points which are then used to produce a digital model of the object via a computer software package. Used to accurately model, image and render archeological objects.
E10235 | Caliber Spm System | F7 | Physical Sciences and Engineering | 53 | New Mountbatten | 1 | Highfield Campus | DE GROOT, CORNELIS |  |  | F10014 | Clean Rooms - Nanofabrication | http://www.southampton-nanofab.com/fabrication/lithography.php | The Caliber is a versatile and high performance SPM system designed for multifunctional and routine microscopy of surface topology, polymer, biomaterials and semiconductor materials. The compact design and user friendly interface make it a suitable educational tool as well as for research activity.
E10397 | MAX-XP Benchtop Ultra Centrifuge | F7 | Physical Sciences and Engineering | 53 | New Mountbatten | 1 | Highfield Campus | MELVIN, TRACY
E10398 | Nikon Microscope system | F7 | Physical Sciences and Engineering | 53 | New Mountbatten | 1 | Highfield Campus | ROGERS, EDWARD |  |  | F10014 | Clean Rooms - Nanofabrication
E10237 | Nanonics Hydra SPM/SNOM System (Multiprobe System) | F7 | Physical Sciences and Engineering | 46 | Physics | 1 | Highfield Campus | PIANA, GIACOMO |  |  | F10014 | Clean Rooms - Nanofabrication | http://www.southampton-nanofab.com/fabrication/lithography.php | The MultiView 4000 is a multi scanning probe system with an open platform for integration with a Raman spectrometer. The system is configured for dual probes set-up that allows multiple probe SNOM measurement and other SPM imaging. The system is also configured for optical waveguide device characterisation.
E10238 | Cryoview 2000-Low Temperature | F7 | Physical Sciences and Engineering | 53 | New Mountbatten | 1 | Highfield Campus | CHONG, HAROLD |  |  |  |  | http://www.southampton-nanofab.com/fabrication/lithography.php | The Nanonics CryoView 2000 is the state-of-the-art low temperature scanning probe microscopy and device characterisation system. To expand its characterisation and analytical capability, the CryoView is integrated to the inVia Raman spectrometer.
E10239 | Opt System 100 Oxide Etcher | F7 | Physical Sciences and Engineering | 53 | New Mountbatten | 1 | Highfield Campus | LESSEY, MARK |  |  | F10014 | Clean Rooms - Nanofabrication | http://www.southampton-nanofab.com/fabrication/dryEtch.php | The etch mechanism of RIE is achieved by using the reactive gas plasma generated by strong RF source (13.56 MHz) to chemically ion etch the material of the samples. Depending on the process recipe, the material⿿s etched profile can achieve high anisotropy. The DP01 RIE80+ system is configured for etching of polysilicon, amorphous silicon, silica, silicon nitride and polymer. 13.56 MHz driven parallel plate reactor Substrate electrode: 170 or 240 mm Shower head gas inlet optimised for RIE High conductance vacuum layout Gases: CHF3, Ar, O2, SF6, CF4, N2
E10240 | Opt System 100 Metal Etcher | F7 | Physical Sciences and Engineering | 53 | New Mountbatten | 1 | Highfield Campus | LESSEY, MARK |  |  | F10014 | Clean Rooms - Nanofabrication | http://www.southampton-nanofab.com/fabrication/dryEtch.php | The etch mechanism of RIE is achieved by using the reactive gas plasma generated by strong RF source (13.56 MHz) to chemically ion etch the material of the samples. Depending on the process recipe, the material⿿s etched profile can achieve high anisotropy. The DP06 RIE80+ system is configured for multimaterial etching like silica, silicon nitride, polymer, III-V based, semiconductor-metal, polysilicon and amorphous silicon.
E10241 | Plasmalab 80 Plus Rie Etcher | F7 | Physical Sciences and Engineering | 53 | New Mountbatten | 1 | Highfield Campus | LESSEY, MARK |  |  | F10014 | Clean Rooms - Nanofabrication | http://www.southampton-nanofab.com/fabrication/dryEtch.php | The etching plasma is created by an RIE RF source and RF induction magnetic coil to produce high plasma densities. The results are high etch rate, high aspect ratio, and anisotropic etching of material of the samples. The system can also operate in ICP or RIE mode separately. This system is configured for fluorine-based chemistry etching. Ideal for deep oxide etching, silicon nitride, polymer, poly-silicon, amorphous silicon and crystalline silicon.
E10243 | Ionfab 300 Plus | F7 | Physical Sciences and Engineering | 53 | New Mountbatten | 1 | Highfield Campus | LESSEY, MARK |  |  | F10014 | Clean Rooms - Nanofabrication | http://www.southampton-nanofab.com/fabrication/lithography.php | Ionfab300Plus is a modular System designed for ion beam etching. It is used in a wide variety of processes, particularly in the Semiconductor and Optical Coating Industries.
E10244 | EVG620 Top Side Mask Aligner | F7 | Physical Sciences and Engineering | 53 | New Mountbatten | 1 | Highfield Campus | LESSEY, MARK |  |  | F10014 | Clean Rooms - Nanofabrication | http://www.southampton-nanofab.com/fabrication/lithography.php | The EVG 620 provides high precision manual alignment on wafers. This is the main maks aligner of the cleanroom and can handle wafer sizes up to 150mm. Exposure can be performed in hard, soft and proximity modes.
E10245 | EVG620 Double Side Mask Aligner | F7 | Physical Sciences and Engineering | 53 | New Mountbatten | 1 | Highfield Campus | LESSEY, MARK |  |  | F10014 | Clean Rooms - Nanofabrication | http://www.southampton-nanofab.com/fabrication/lithography.php | The EVG620 is a dual-use tool designed for optical double-side lithography and precision alignment up to 150 mm wafer sizes. The fully-automated EVG620 utilizes a cassette-to-cassette handling system to efficiently process wafers from 50 mm to 150 mm in diameter, regardless of their shape or thickness. The system safely handles thick, bowed or small diameter wafers. The EVG620 superior alignment stage design achieves highly accurate alignment and exposure results while maintaining high throughput.
E10246 | Evg620 Double Side Mask Aligner | F7 | Physical Sciences and Engineering | 53 | New Mountbatten | 1 | Highfield Campus | LESSEY, MARK |  |  | F10014 | Clean Rooms - Nanofabrication | http://www.southampton-nanofab.com/fabrication/lithography.php | The EVG620 is a dual-use tool designed for optical double-side lithography and precision alignment up to 150 mm wafer sizes. The fully-automated EVG620 utilizes a cassette-to-cassette handling system to efficiently process wafers from 50 mm to 150 mm in diameter, regardless of their shape or thickness. The system safely handles thick, bowed or small diameter wafers. The EVG620 superior alignment stage design achieves highly accurate alignment and exposure results while maintaining high throughput.
E10424 | Hurco Vm1 - 10K 3 Axis CNC milling machine | F7 | Physical Sciences and Engineering | 59 | New Zepler | 1 | Highfield Campus | LONG, MARK
E10425 | Alpha-At Analyzer | F7 | Physical Sciences and Engineering | 85 | Life Sciences | 1 | Highfield Campus | MORGAN, HYWEL |  |  | F10014 | Clean Rooms - Nanofabrication
E10434 | Radio Frequency Test Kit | F7 | Physical Sciences and Engineering | 53 | New Mountbatten | 1 | Highfield Campus | DE GROOT, CORNELIS |  |  | F10014 | Clean Rooms - Nanofabrication
E10248 | Zetasizer Nano-Xs | F7 | Physical Sciences and Engineering | 53 | New Mountbatten | 1 | Highfield Campus | LESSEY, MARK | [5 empty] | Dynamic light scattering system for the determination of the size and zeta potential of suspended nanoparticles in solution.
E10249 | Nvision 40 Fib | F7 | Physical Sciences and Engineering | 53 | New Mountbatten | 1 | Highfield Campus | LESSEY, MARK |  |  | F10014 | Clean Rooms - Nanofabrication | http://www.southampton-nanofab.com/characterisation/fib.php | The focussed ion beam (FIB) is a multi nanofabrication tool system capable of performing sophisticated nanomachining, in-situ metal or insulator deposition, lithography and metrology analysis. This versatile system is based on the dual ion and electron beams column concept, which allows it to perform ionic nanofabrication function while imaging using the scanning electron microscope. The liquid metal ion source (LMIS) for the system is gallium and it is integrated to an ionisation tungsten tip to produce a fine and high resolution ion beam. The additional features in the FIB are ion and electron beam induced deposition using gaseous metal-insulator sources.
E10250 | Nanofab 1000 Agile | F7 | Physical Sciences and Engineering | 53 | New Mountbatten | 1 | Highfield Campus | LESSEY, MARK |  |  | F10009 | Clean Rooms - FHD | http://www.southampton-nanofab.com/fabrication/pecvd.php | Plasma Enhanced Chemical Vapour Deposition (PECVD) system for the growth of carbon nanotubes (CNTs) and Si, SiGe and Ge nanowires. CNT growth temperatures are typically between 600 and 800C. Aligned growth of CNTs can be achieved with a growth rate up to 40 nm/min and random growth can be achieved with growth rates up to hundreds of nm/min. CNT diameters are typically less than 100nm, but depend on catalyst particle size. Silicon nanowires typically require silane for growth at temperatures of 330 - 650C, and vertical growth rates up to 150nm/min can be achieved. Germanium nanowires typically require germane for growth. SiGe nanowires can be grown by mixing silane and germane Heterojunctions can be created in the SiGe nanowires by appropriate control of the flows. All nanowires can be doped p or n type with the addition of diborane or phosphine to a process
E10509 | Mbr System Laser | F7 | Physical Sciences and Engineering | 46 | Physics | 1 | Highfield Campus | LAGOUDAKIS, PAVLOS |  |  | F10014 | Clean Rooms - Nanofabrication
E10510 | Sapphire Laser Upgrade | F7 | Physical Sciences and Engineering |  |  |  |  | FREY, JEREMY |  |  | F10014 | Clean Rooms - Nanofabrication
E10251 | Atomic layer deposition system | F7 | Physical Sciences and Engineering | 53 | New Mountbatten | 1 | Highfield Campus | LESSEY, MARK |  |  | F10014 | Clean Rooms - Nanofabrication | http://www.southampton-nanofab.com/fabrication/ald.php | The FlexAl system allows the deposition of ultra-thin layers (typically a few nm) of a variety of metal oxides and nitrides from liquid precursors. The deposition process works by providing a short pulse of precursor, followed by purge and exhaust steps. This cycle is then repeated to build up a layer. Typical growth rates are around 1A/cycle. The system is currently configured for the deposition of ZnO and Al2O3. ZnO is deposited using a DEZ precursor. The deposition rate is typically 1A/cycle at 150C. The refractive index of ALD ZnO varies from 1.75 at low temperature to 1.83 at high temperaure, compared with 1.985 for bulk ZnO. Annealing at 425C (not optimised) can help improve electrical properties.
E10253 | Opt System 100 Pecvd | F7 | Physical Sciences and Engineering | 53 | New Mountbatten | 1 | Highfield Campus | LESSEY, MARK |  |  | F10014 | Clean Rooms - Nanofabrication | http://www.southampton-nanofab.com/fabrication/cleanroomEquipment.php | Plasma Enhanced Chemical Vapour Deposition (PECVD) system for the growth of amorphous and polycrystalline Si, SiGe and Ge layers. The layers can be doped during growth either n-type (using PH3) or p-type (using B2H6), thereby allowing p-n junctions to be formed. Amorphous silicon uses SiH4 for the source of silicon and CF4 & O2 for cleaning. The growth temperature is typically 250C, giving a growth rate of around 25 nm/min. Stress in the deposited layer is typically <200Mpa. Polycrystalline silicon uses SiH4 for the source of silicon and CF4 & O2 for cleaning. The growth temperature is typically >=610C. The growth rate at 610C is ~2 nm/min and at 650C ~ 20nm/min. Microcrystalline silicon uses SiH4 for the source of silicon and CF4 & O2 for cleaning. The growth temperature is typically in the range 585 - 610C, giving growth rates in the range 1 - 2 nm/min. Amorphous and polycrystalline germanium use GeH4 as a source of Ge and CF4 & O2 for cleaning.
E10255 | Coolpower 4.2Gm Two Stge Systems (Obsolete/Decommissioned YE 15/16 - per YY 04/08/2016) | F2 | Faculty of Engineering and the Environment | 17 | R J Mitchell Wind Tunnel | 1 | Highfield Campus | YANG, YIFENG |  |  | F10014 | Clean Rooms - Nanofabrication | http://www.southampton-nanofab.com/fabrication/cleanroomEquipment.php | BAK600 e-gun/thermal evaporator is configured for non-reactive deposition of metal contact stacks , metal masking layers, some dielectrics, ITO.
E10393 | Transmission Microscope (DHM) | F7 | Physical Sciences and Engineering | 46 | Physics | 1 | Highfield Campus | KAZANSKY, PETER |  |  | F10014 | Clean Rooms - Nanofabrication | http://www.southampton-nanofab.com/characterisation/nanometrology.php | Lyncée Tec¿s DHM T1000 series is composed of the only transmission configured optical profilers on the market. Based on Digital Holographic Microscopy technology, its contactless full-field 3D optical topography performed at video rate makes it an ideal tool for quantitative dynamic and static measurements.
E10506 | Streak Camera System | F7 | Physical Sciences and Engineering | 46 | Physics | 1 | Highfield Campus | LAGOUDAKIS, PAVLOS |  |  | F10014 | Clean Rooms - Nanofabrication
E10396 | MM_Wave System | F7 | Physical Sciences and Engineering | 53 | New Mountbatten | 1 | Highfield Campus | FEDOTOV, VASSILI |  |  | F10014 | Clean Rooms - Nanofabrication
E10417 | Mira 900F V10 XW Opt 220 Control Box | F7 | Physical Sciences and Engineering | 46 | Physics | 1 | Highfield Campus | EASON, ROBERT |  |  | F10014 | Clean Rooms - Nanofabrication |  | Control box for Mira 900F, used for mode locking and monitoring of output power
E10418 | Verdi 10 W solid state Laser System | F7 | Physical Sciences and Engineering | 46 | Physics | 1 | Highfield Campus | EASON, ROBERT |  |  | F10014 | Clean Rooms - Nanofabrication |  | 10W solid state Coherent Verdi-10, continuous wave pump laser, used for pumping Mira 900
E10419 | Coherent RegA 9000 Controller | F7 | Physical Sciences and Engineering | 46 | Physics | 1 | Highfield Campus | EASON, ROBERT |  |  | F10014 | Clean Rooms - Nanofabrication |  | Control box for Coherent RegA, used for optimising cavity injection and ejection timings
E10421 | 1000x Direct Diode Laser Serial No. 330739 (purchased in 2003) | F7 | Physical Sciences and Engineering | 46 | Physics | 1 | Highfield Campus | NILSSON, LARS |  |  | F10014 | Clean Rooms - Nanofabrication
E10426 | Upgrade Of Rm1000 Raman Microscope | F7 | Physical Sciences and Engineering | 20 | High Voltage Laboratory | 1 | Highfield Campus | LEWIN, PAUL |  | +442380593586 | F10069 | The Tony Davies High Voltage Laboratory
E10428 | Beckton Dickinson Facsaria Flow Cytometer (S/N 33478) | F5 | Faculty of Medicine | 9500 | South Academic Block | 18 | Southampton General Hospital | CHALLIS, RUTH |  |  | F10001 | FACS Suite |  | FACSAria 3 laser analyser and a Laser Scanning Cytometer.
E10530 | Laser: Dynamic Light Scattering Detector (Batch & Flow mode) | F2 | Faculty of Engineering and the Environment | 68 | National Oceanography Centre | 6 | National Oceanography Centre Campus | SKINNER, HARVEY
E10433 | Hurco Vm10U 30k 5 axis CNC milling machine | F7 | Physical Sciences and Engineering | 59 | New Zepler | 1 | Highfield Campus | LONG, MARK
E10438 | Gis System For Orion Microscope | F7 | Physical Sciences and Engineering | 53 | New Mountbatten | 1 | Highfield Campus | LESSEY, MARK |  |  | F10014 | Clean Rooms - Nanofabrication | http://www.southampton-nanofab.com/research/Zeiss.php | Gis System For Orion Microscope
E10439 | AC transformer test cascade 300kV, 0.19A, 50Hz (ACS 300-0.19) | F7 | Physical Sciences and Engineering | 20 | High Voltage Laboratory | 1 | Highfield Campus | PALMER, NEIL |  |  | F10069 | The Tony Davies High Voltage Laboratory
E10272 | Nikon L200D microscope | F7 | Physical Sciences and Engineering | 53 | New Mountbatten | 1 | Highfield Campus | LESSEY, MARK |  |  | F10014 | Clean Rooms - Nanofabrication |  | Upright 8" yellow room microscope, 5M camera, 5x to 150x objectives, Nomarski
E10273 | Nikon LV100D Bioelectronics microscope | F7 | Physical Sciences and Engineering | 53 | New Mountbatten | 1 | Highfield Campus | LESSEY, MARK |  |  | F10014 | Clean Rooms - Nanofabrication |  | Upright 6" bioMEMS microscope, 5m camera, display & software, 5x to 150x objectives, Nomarski
E10274 | DC Device Multi Probe Station | F7 | Physical Sciences and Engineering | 53 | New Mountbatten | 1 | Highfield Campus | LESSEY, MARK |  |  | F10014 | Clean Rooms - Nanofabrication | http://www.southampton-nanofab.com/characterisation/dcivProbeStation.php | Cascade Microtech prober, 4 x DCM 210 positioners, Agilent 4155C Semiconductor Parameter Analyser, Agilent 4279A 1MHz CV meter, Agilent E4443A sHz-6.7GHz spectrum analyser, Agilent MXG N5181A analog signal generator 250 KHz-1 GHz
E10275 | Summit 12000B-Ap Probe Station Platform | F7 | Physical Sciences and Engineering | 53 | New Mountbatten | 1 | Highfield Campus | DE GROOT, CORNELIS |  |  | F10014 | Clean Rooms - Nanofabrication | http://www.southampton-nanofab.com/characterisation/dcivProbeStation.php | Semi-automatic 200mm probe station with micro-chamber, temperature control -65-200C. 4x67GHz infinity probes, eVue digital imaging system
E10284 | Tempress Clean Furnace Stack | F7 | Physical Sciences and Engineering | 53 | New Mountbatten | 1 | Highfield Campus | ANTENEY, IAIN |  |  | F10014 | Clean Rooms - Nanofabrication | http://www.southampton-nanofab.com/fabrication/anneal.php | 150mm wafers, automated loading, dru oxidation 600-1150C, wet oxidation 600-1150C, anneal 600-1150C, temperature accuracy +/- 1C, 25 wafer boats.
E10690 | Opt System 100 Pecvd Liquid Source | F7 | Physical Sciences and Engineering | 53 | New Mountbatten | 1 | Highfield Campus | LESSEY, MARK
E10554 | Silver 480M Full Pack Altair Workstation (Focal Plane) | F2 | Faculty of Engineering and the Environment | 9 | Engineering Workshops | 1 | Highfield Campus | GILES, ANDREW
E10276 | Theta probe PARXPS system | F7 | Physical Sciences and Engineering | 53 | New Mountbatten | 1 | Highfield Campus | LESSEY, MARK |  |  | F10014 | Clean Rooms - Nanofabrication | http://www.southampton-nanofab.com/characterisation/dcivProbeStation.php | Parallel angle-resolved XPS (PARXPS) analysis without sample tilting, ability to collect angle-resolved XPS spectra over a 60 degree angular range, in parallel, without tilting the sample and allows the instrument to characterise ultra-thin films non-destructively, allows composition depth profiling using an integrated etching module, X-ray monochrmator with user-selectable spot size in the range 15um to 400um,. Ability to handle large or multiple samples, CCD sample alignment microscope perpendicular to the sample surface.
E10277 | Polytec MSA-400 Micro System Analyzer | F7 | Physical Sciences and Engineering | 53 | New Mountbatten | 1 | Highfield Campus | CHONG, HAROLD |  |  | F10014 | Clean Rooms - Nanofabrication | http://www.southampton-nanofab.com/characterisation/memsTester.php | 3D MEMS dynamics and topography tester. Scanning laser vibrometry for out of plane vibrations up to 20MHz, stroboscopic video microscopy for in-plane motion & vibrations, white light interferometry for surface topography http://data.southampton.ac.uk/equipment/E10277.html
E10278 | 12 Tesla Cryogen Free Magnet System (Q6003A) | F7 | Physical Sciences and Engineering | 53 | New Mountbatten | 1 | Highfield Campus | LESSEY, MARK |  |  |  |  | http://www.southampton-nanofab.com/fabrication/ | 12 Tesla cryogen-free magnet system with 25mm integrated VTI pulse tube cooler, 1.6K - 325k sample space of 25mm diameter, cooldown <24 hours, 300 degree sample rotation
E10279 | Cascade Microtech M150 Mulitpurpose Probing System | F7 | Physical Sciences and Engineering | 53 | New Mountbatten | 1 | Highfield Campus | DE GROOT, CORNELIS |  |  | F10014 | Clean Rooms - Nanofabrication | http://www.southampton-nanofab.com/characterisation/dcivProbeStation.php | 150mm manual probe station, 6 probes, Leica S6 stereo zoom microscope, 0.6-4xzoom, 30 x eyepieces
E10280 | ENA Series Network Analyzer | F7 | Physical Sciences and Engineering | 53 | New Mountbatten | 1 | Highfield Campus | FEDOTOV, VASSILI |  | +442380593085 |  |  |  | 10MHz-67GHz. For use with Cascade probe station.
E10282 | Jetfirst 200 Rta / Jetfirst 200 Rta No Pump | F7 | Physical Sciences and Engineering | 53 | New Mountbatten | 1 | Highfield Campus | LESSEY, MARK |  |  | F10014 | Clean Rooms - Nanofabrication | http://www.southampton-nanofab.com/fabrication/anneal.php | 150mm wafers, temepratures from 400-1000/1200C (pyrometer), 400-1000C (thermocouple), times from 5s to 10mins, temperature accuracy +5c, temperature reproducibility
E10283 | Benchtop Furnace | F7 | Physical Sciences and Engineering | 53 | New Mountbatten | 1 | Highfield Campus | LESSEY, MARK |  |  | F10014 | Clean Rooms - Nanofabrication | http://www.southampton-nanofab.com/fabrication/anneal.php | 150mm wafers, manual loading, general furnace, temperature accuracy +/- 1C, 25 wafer boats.
E10480 | Semco 800 Mastermill With Anilam 3300 CNC milling machine | F7 | Physical Sciences and Engineering | 59 | New Zepler | 1 | Highfield Campus | LONG, MARK
E10507 | Femtotrain & Compressor | F7 | Physical Sciences and Engineering | 46 | Physics | 1 | Highfield Campus | APOSTOLOPOULOS, VASILEIOS |  |  | F10014 | Clean Rooms - Nanofabrication
E10511 | Grazing Incidence Vuv Spectrometer / Interface For Reading Images | F7 | Physical Sciences and Engineering | 46 | Physics | 1 | Highfield Campus | FREY, JEREMY |  |  | F10014 | Clean Rooms - Nanofabrication
E10287 | 5430 Fine Wire Bonder SN 30280 | F7 | Physical Sciences and Engineering | 53 | New Mountbatten | 1 | Highfield Campus | LESSEY, MARK |  |  | F10014 | Clean Rooms - Nanofabrication | http://www.southampton-nanofab.com/fabrication/lithography.php | Ultrasonic wedge bonder, AI and Au wires (25um), minimum bond pads 50x50um2, bare silicon bonding, programmable individual bonding parameters.
E10288 | Precision Scriber | F7 | Physical Sciences and Engineering | 53 | New Mountbatten | 1 | Highfield Campus | LESSEY, MARK |  | +442380599615 | F10014 | Clean Rooms - Nanofabrication | http://www.southampton-nanofab.com/fabrication/diceBondPackaging.php | Scribing of Si, glass & brittle materials. Scribing of glass in all directions with auto alignment function, handles up 300mm substrates with a thickness up to 2mm.
E10289 | Vanadium Fibre Laser | F7 | Physical Sciences and Engineering | 53 | New Mountbatten | 1 | Highfield Campus | LESSEY, MARK |  |  | F10014 | Clean Rooms - Nanofabrication | http://www.southampton-nanofab.com/fabrication/diceBondPackaging.php | Wafer scribing tool, Vanadium Fibre Laser (1064nm wavelength, 0.25mJ pulse energy, 25um spot size), up to 5000 mm/s scanning speed, programmable z-axis, 245 lens upgrade allowing 220mm diameter field size, vision system for lase focusiing
E10290 | Woollam Md2000D Ellipsometer | F7 | Physical Sciences and Engineering | 53 | New Mountbatten | 1 | Highfield Campus | LESSEY, MARK |  |  | F10014 | Clean Rooms - Nanofabrication | http://www.southampton-nanofab.com/characterisation/ellipsometry.php | Spectral range 190nm-1999nm, 200mm computer controlled sample positioning, auto angle of incidence
E10291 | Long Scan Profilers | F7 | Physical Sciences and Engineering | 53 | New Mountbatten | 1 | Highfield Campus | LESSEY, MARK |  |  | F10014 | Clean Rooms - Nanofabrication | http://www.southampton-nanofab.com/characterisation/ | Measures roughness, waviness, step height and wafer stress, 2D and 3D fully autiomated data scans, sequencing capable, up to 8" substrates, vertical features from 100A-300um with a vertical resolution down to 0.5A.
E10292 | Ambios Xp100 Stylus Surface Profiler | F7 | Physical Sciences and Engineering | 53 | New Mountbatten | 1 | Highfield Campus | LESSEY, MARK |  |  |  |  | http://www.southampton-nanofab.com/characterisation/ | Vertical range to 400um, zoom optics 88-247x, 5um stylus, 10mm max scan length, manual X-Y stage.
E10293 | Measurement system | F7 | Physical Sciences and Engineering | 53 | New Mountbatten | 1 | Highfield Campus | LESSEY, MARK |  |  | F10014 | Clean Rooms - Nanofabrication | http://www.southampton-nanofab.com/characterisation/ | Particle measurement tool, 150mm substrates, sub micron particles down to 0.2um, measurement time 30 sec on 6" wafers, particles sensitivity 0.2um diameter latex spheres, haze sensitivity 0.4ppm, spatial resolution 50um spacing minimum, measurement range 0.004um and 102um in twelve ranges and 256 gradations.
E10294 | Femtosecond Laser System | F7 | Physical Sciences and Engineering | 46 | Physics | 1 | Highfield Campus | MILLS, BENJAMIN |  |  | F10014 | Clean Rooms - Nanofabrication | http://www.southampton-nanofab.com/characterisation/electricalAndRf.php | Femtosecond optical charecterisation system, coherent laser, CCD camera & optics.
E10466 | Spin Coater | F7 | Physical Sciences and Engineering | 53 | New Mountbatten | 1 | Highfield Campus | LESSEY, MARK |  |  | F10014 | Clean Rooms - Nanofabrication
E10297 | All band tunable laser, 1440nm to 1640nm | F7 | Physical Sciences and Engineering | 53 | New Mountbatten | 1 | Highfield Campus | GANAPATHY, SENTHIL |  | +442380597811 |  |  | http://www.home.agilent.com/agilent/product.jspx?nid=-536900355.536883260.00&cc=GB&lc=eng | Enable precise characterization of advanced optical components. Signal output with low spontaneous emission (SSE) permits measurement of filters with highest dynamic range. ¿Highest measurement range through low spontaneous source emission (low SSE), Signal to SSE Ratio >70 dB/nm ¿Variable sweep speed up to 80nm/s ¿Wide tuning range units cover all transmission bands: 1260nm-1640nm ¿Built-in high performance 60dB attenuator ¿Built-in wavemeter with excellent wavelength-accuracy +/-3.6pm
E10298 | CW Tunable Laser System, comprising verdi- V6 WTR Riser Chiller etc | F7 | Physical Sciences and Engineering | 53 | New Mountbatten | 1 | Highfield Campus | GANAPATHY, SENTHIL |  | +442380597811
E10299 | Optical Spectrum Analyser (AQ6315A) | F7 | Physical Sciences and Engineering | 53 | New Mountbatten | 1 | Highfield Campus | SAHU, JAYANTA |  |  | F10005 | Clean Rooms - Silica |  | ¿Optical fiber loss wavelength characteristics. ¿Optical filter loss evaluation. ¿Fiber grating characteristics evaluation. ¿Color analysis. ¿Parameter evaluation for LED, FP-LD and FB-LD. ¿WDM device characteristics. ¿evaluation.
E10300 | Optical Spectrum Analyser (AQ6370) | F7 | Physical Sciences and Engineering | 53 | New Mountbatten | 1 | Highfield Campus | GANAPATHY, SENTHIL | [5 empty] | The AQ6370 is Yokogawa`s high speed and high performance Optical Spectrum Analyzer for characterization of optical communications system and optical components. - High wavelength resolution: 0.02 nm - Wide close-in dynamic range - Single Mode and Multimode fiber test capability, via the same optical input:up to GI 62.5/125nm. - Pulsed light measurement capability
E10448 | Quartz System | F7 | Physical Sciences and Engineering | 53 | New Mountbatten | 1 | Highfield Campus | LESSEY, MARK |  |  | F10014 | Clean Rooms - Nanofabrication
E10555 | Multi Channel Data Acquisition System | F2 | Faculty of Engineering and the Environment | 17 | R J Mitchell Wind Tunnel | 1 | Highfield Campus | GILES, ANDREW |  |  | F10030 | Southampton Wind Tunnels
E10606 | 5700 Base Receiver | F2 | Faculty of Engineering and the Environment | 21 | Faraday | 1 | Highfield Campus | GILES, ANDREW
E10304 | Auto 306 Resistance Evaporation System | F7 | Physical Sciences and Engineering | 53 | New Mountbatten | 1 | Highfield Campus | LESSEY, MARK |  |  | F10014 | Clean Rooms - Nanofabrication | http://www.southampton-nanofab.com/fabrication/cleanroomEquipment.php | Desposition vaporator system. Evaporates commonly used metals (such as aluminum, chromium, silver, gold and many others).
E10305 | Auto 500 Electron Beam Deposition System | F7 | Physical Sciences and Engineering | 53 | New Mountbatten | 1 | Highfield Campus | SESSIONS, NEIL |  |  | F10010 | Clean Rooms - Integrated Photonics |  | BOC Edwards Auto 500 electron beam evaporation systems can deposit ultra pure films of materials with high melting points, and other materials that are difficult to deposit by resistance evaporation. Very fast deposition rates can be achieved using electron beam evaporation. Electron beam sources can hold more evaporant than resistance sources which allows the deposition of thick films and multiple coatings before the need to refill the electron beam source
E10306 | Optical Spectrum Analyser (AQ6370) | F7 | Physical Sciences and Engineering | 53 | New Mountbatten | 1 | Highfield Campus | SAHU, JAYANTA |  |  | F10005 | Clean Rooms - Silica |  | The AQ6370 is Yokogawa`s high speed and high performance Optical Spectrum Analyzer for characterization of optical communications system and optical components. - High wavelength resolution: 0.02 nm - Wide close-in dynamic range - Single Mode and Multimode fiber test capability, via the same optical input:up to GI 62.5/125nm. - Pulsed light measurement capability
E10307 | Optical Spectrum Analyser (AQ6370) | F7 | Physical Sciences and Engineering | 53 | New Mountbatten | 1 | Highfield Campus | HEWAK, DANIEL |  |  | F10014 | Clean Rooms - Nanofabrication
E10308 | Optical Spectrum Analyser (AQ6370) | F7 | Physical Sciences and Engineering | 53 | New Mountbatten | 1 | Highfield Campus | BRAMBILLA, GILBERTO |  |  | F10014 | Clean Rooms - Nanofabrication |  | The AQ6370 is Yokogawa`s high speed and high performance Optical Spectrum Analyzer for characterization of optical communications system and optical components. - High wavelength resolution: 0.02 nm - Wide close-in dynamic range - Single Mode and Multimode fiber test capability, via the same optical input:up to GI 62.5/125nm. - Pulsed light measurement capability
E10309 | Optical Spectrum Analyser (AQ6370) | F7 | Physical Sciences and Engineering | 46 | Physics | 1 | Highfield Campus | NEWSON, TREVOR |  |  | F10014 | Clean Rooms - Nanofabrication |  | The AQ6370 is Yokogawa`s high speed and high performance Optical Spectrum Analyzer for characterization of optical communications system and optical components. - High wavelength resolution: 0.02 nm - Wide close-in dynamic range - Single Mode and Multimode fiber test capability, via the same optical input:up to GI 62.5/125nm. - Pulsed light measurement capability
E10350 | Laser Guages For Tower | F7 | Physical Sciences and Engineering | 53 | New Mountbatten | 1 | Highfield Campus | HEWAK, DANIEL |  |  | F10007 | Clean Rooms - Novel Glass
E10355 | Glassworking Lathe | F7 | Physical Sciences and Engineering | 53 | New Mountbatten | 1 | Highfield Campus | HEWAK, DANIEL |  |  | F10007 | Clean Rooms - Novel Glass | http://www.orc.soton.ac.uk/novelglasscleanrooms.html
E10310 | Optical Spectrum Analyser (Yokogawa AQ6315A) | F7 | Physical Sciences and Engineering | 46 | Physics | 1 | Highfield Campus | KAZANSKY, PETER |  |  | F10014 | Clean Rooms - Nanofabrication |  | The AQ-6515A/-6315B optical spectrum analyzer brings advanced capabilities to a wide range of applications, from light source evaluation to measurement of loss wavelength characteristics in optical devices.
E10314 | Platinum Liner & Buffer Plate | F7 | Physical Sciences and Engineering | 53 | New Mountbatten | 1 | Highfield Campus | POLETTI, FRANCESCO |  |  | F10014 | Clean Rooms - Nanofabrication
E10315 | Glove Box 1: 2-Port Box / Glove Box 2: 4-Port Box | F7 | Physical Sciences and Engineering | 53 | New Mountbatten | 1 | Highfield Campus | HEWAK, DANIEL |  |  | F10007 | Clean Rooms - Novel Glass
E10316 | 600C Environmental Oven | F7 | Physical Sciences and Engineering | 53 | New Mountbatten | 1 | Highfield Campus | SESSIONS, NEIL |  |  | F10010 | Clean Rooms - Integrated Photonics
E10318 | Picosecond Laser System | F7 | Physical Sciences and Engineering | 46 | Physics | 1 | Highfield Campus | KAZANSKY, PETER |  |  | F10014 | Clean Rooms - Nanofabrication |  | The Laser2000 range of picosecond lasers contains both high and low power lasers to cover a wide range of applications. The picosecond pulsed diode lasers and picosecond LED modules are particularly suitable for biomedical applications. High power picosecond lasers designed for industrial microprocessing offer a new level of precision and versatility.
E10319 | P-16+ Stylus Surface Profiler | F7 | Physical Sciences and Engineering | 53 | New Mountbatten | 1 | Highfield Campus | SESSIONS, NEIL |  |  | F10010 | Clean Rooms - Integrated Photonics |  | The P-16+ stylus profiler is a surface metrology analysis solution. This surface analysis solution`s precise force control provides excellent vertical resolution, precision, and reliability measurements. This surface analysis solution delivers automated step height analysis, surface contour, waviness and roughness measurements with detailed 2D or 3D analysis of topography for a variety of surfaces and materials
E10320 | KLA Tencor Alpha Step IQ Stylus Profier | F7 | Physical Sciences and Engineering | 53 | New Mountbatten | 1 | Highfield Campus | SESSIONS, NEIL |  |  | F10010 | Clean Rooms - Integrated Photonics |  | The Alpha-Step IQ stylus-based surface profiler combines high measurement precision with versatility and economy. Ideal for semiconductor pilot lines and materials research, this advanced surface profiler enables faster process learning and higher yields. With guaranteed 8Å (1 sigma) or 0.1% step height repeatability and sub-angstrom resolution, the Alpha-Step IQ surface profiler provides excellent repeatability and performance to analyze and monitor processes.
E10321 | MRF High Temperature Vacuum Furnace | F7 | Physical Sciences and Engineering | 53 | New Mountbatten | 1 | Highfield Campus | SESSIONS, NEIL |  |  | F10010 | Clean Rooms - Integrated Photonics |  | This furnace is capabale of reaching 2300C in rough vacuum or 1600C in oxygen.
E10322 | Plasmalab 80 Plus / Compact Modular Plasma System | F7 | Physical Sciences and Engineering | 53 | New Mountbatten | 1 | Highfield Campus | LESSEY, MARK |  |  | F10010 | Clean Rooms - Integrated Photonics | http://www.orc.soton.ac.uk/integratedcleanroom.html | Parallel plate RF etcher for glass etching primarily using SF6 and CHF3. Can also be used for ashing using O2.
E10323 | Plasmalab System 400 / Magnetron Sputtering System | F7 | Physical Sciences and Engineering | 53 | New Mountbatten | 1 | Highfield Campus | SESSIONS, NEIL |  |  | F10010 | Clean Rooms - Integrated Photonics | http://www.orc.soton.ac.uk/integratedcleanroom.html | Allows RF magnetron sputter deposition of dielectrics and metals in inert or reactive environments. 150mm diameter sputtering targets yield good uniformity over a 100mm wafer. Materials such as silica, germania-doped silica, alumina and tantalum pentoxide are routinely deposited. An additional Kurt Lesker Nano 3 sputterer is available for novel glass films.
E10324 | GX Custom FT-IR Spectrometer (obsolete 1718) | F7 | Physical Sciences and Engineering | 20 | High Voltage Laboratory | 1 | Highfield Campus | PILGRIM, JAMES |  |  | F10010 | Clean Rooms - Integrated Photonics |  | The Frontier¿ IR/NIR system enables you to benefit from faster method development and reduced instrument costs. This single optimized system provides unique mid-IR and near-IR dual range performance. Automated range switching, at the touch of a button, enables you to quickly move onto your next sample without manual reconfiguration, increasing your productivity.
E10329 | MA6 Mask Aligner | F7 | Physical Sciences and Engineering | 53 | New Mountbatten | 1 | Highfield Campus | SESSIONS, NEIL |  |  | F10010 | Clean Rooms - Integrated Photonics | http://www.orc.soton.ac.uk/integratedcleanroom.html | Allows printing of structures on flat substrates by replication of a mask using photoresist exposure and development followed by etching, for example. Feature sizes below 1 micron may be replicated over wafers up to 100mm diameter. Double-sided aligning allows alignment of features on both sides of a silicon wafer
E10330 | Modified Material Testing Machine (M500-100CT) | F7 | Physical Sciences and Engineering | 53 | New Mountbatten | 1 | Highfield Campus | RICHARDSON, DAVID |  |  | F10014 | Clean Rooms - Nanofabrication |  | The CT 500 range of twin column, computer controlled universal materials testing machine using Testometric's feature-rich winTest¿ software running under the Windows¿ operating system. Test setups are fully configurable and simple or more complex multi-stage test routines are controlled using the standard PC serial interface.
E10331 | Fibre Tapering & Bundling System (obsolete 1718) | F7 | Physical Sciences and Engineering | 53 | New Mountbatten | 1 | Highfield Campus | BRAMBILLA, GILBERTO |  |  | F10014 | Clean Rooms - Nanofabrication |  | Offers precision fusion splicing and fused fiber components critical to high-power fiber laser performance. This includes creating combiners and tapers, large mode area (LMA) fiber splicing, photonic crystal fiber (PCF) splicing, and large diameter fiber splicing with low loss.
E10332 | Ionfab 300 Plus / Load Locked Ion Beam Etch System | F7 | Physical Sciences and Engineering | 53 | New Mountbatten | 1 | Highfield Campus | SESSIONS, NEIL |  |  | F10010 | Clean Rooms - Integrated Photonics | http://www.orc.soton.ac.uk/integratedcleanroom.html | Allows ion-beam milling of materials to produce etched structures following photolithography, for example. May also be used for reactive or chemically-assisted ion-beam etching, and for ion-beam deposition of materials from a target
E10333 | Evo 50 HV SEM | F7 | Physical Sciences and Engineering | 53 | New Mountbatten | 1 | Highfield Campus | SESSIONS, NEIL |  |  | F10012 | Scanning Electron Microscope (SEM) |  | The EVO®50 series provides quality results from a versatile analytical microscope with a very large specimen chamber. Whether the specimen requires imaging in high vacuum, XVP® or EP, the EVO®50 series is able to image to perfection.
E10689 | E-Beam Writer | F7 | Physical Sciences and Engineering | 53 | New Mountbatten | 1 | Highfield Campus | LESSEY, MARK
E10336 | Dual Sided Drawing Tower | F7 | Physical Sciences and Engineering | 53 | New Mountbatten | 1 | Highfield Campus | SAHU, JAYANTA |  |  | F10005 | Clean Rooms - Silica | http://www.cimp.soton.ac.uk/silica.html | 6 metre high dual-sided fibre drawing tower which is suitable for a range of silica-based optical fibres. Preforms up to 60 mm in diameter can be drawn into fibre utilising a unique furnace design. The drawing tower is also designed to accommodate the fabrication and coating of large diameter fibres, up to 1 mm in diameter, as well as ribbon geometries, and forms part of our research into high power (kW) fibre lasers
E10343 | Microspectrometer System (QDI 302 UV) | F7 | Physical Sciences and Engineering | 46 | Physics | 1 | Highfield Campus | KAZANSKY, PETER |  |  | F10014 | Clean Rooms - Nanofabrication |  | The QDI 302 Microscope Spectrophotometer is designed to add spectroscopy and imaging to your optical microscope. It can also be used to upgrade a legacy microspectrometer or to add spectroscopic and film thickness capabilities to a probe station. The QDI 302 attaches to the microscope, microspectrometer or probe station and enables you to collect transmission, reflectance, polarization or even fluorescence spectra of microscopic samples. Depending upon the microscope optics and sources, the spectral range is from the deep UV to the near infrared region. With the QDI 302, high quality spectra of even sub-micron samples can be acquired non-destructively and with ease.
E10344 | Optical Component Characterization System | F7 | Physical Sciences and Engineering | 46 | Physics | 1 | Highfield Campus | KAZANSKY, PETER |  |  | F10014 | Clean Rooms - Nanofabrication | http://www.southampton-nanofab.com/characterisation/
E10348 | Planar Air Bearing System | F7 | Physical Sciences and Engineering | 53 | New Mountbatten | 1 | Highfield Campus | GATES, JAMES |  |  | F10010 | Clean Rooms - Integrated Photonics |  | Designed to meet the exacting requirements of wafer, flat panel display and optical inspection and fabrication. The ABL/ABLH9000 incorporates an active preload on both vertical and horizontal surfaces. The opposing thin-film pressure maintains the bearing nominal gap tolerance. This design, in addition to the large air-bearing surface that distributes the load over a large surface area, results in a stage with outstanding stiffness that is ideal for heavy or offset loading.
E10351 | Soft Glass Drawing Tower | F7 | Physical Sciences and Engineering | 53 | New Mountbatten | 1 | Highfield Campus | HEWAK, DANIEL |  |  | F10007 | Clean Rooms - Novel Glass | http://www.orc.soton.ac.uk/novelglasscleanrooms.html
E10352 | Special Furnace System | F7 | Physical Sciences and Engineering | 53 | New Mountbatten | 1 | Highfield Campus | HEWAK, DANIEL |  |  | F10007 | Clean Rooms - Novel Glass | http://www.orc.soton.ac.uk/novelglasscleanrooms.html
E10353 | Quartz Tube Washer - Model 6600 | F7 | Physical Sciences and Engineering | 53 | New Mountbatten | 1 | Highfield Campus | HEWAK, DANIEL |  |  | F10007 | Clean Rooms - Novel Glass | http://www.orc.soton.ac.uk/novelglasscleanrooms.html
E10363 | Elevator Hearth Furnace (EHF 1818) | F7 | Physical Sciences and Engineering | 53 | New Mountbatten | 1 | Highfield Campus | HEWAK, DANIEL |  |  | F10007 | Clean Rooms - Novel Glass | http://www.orc.soton.ac.uk/novelglasscleanrooms.html
E10365 | Fibre Rewinder & Proof Tester | F7 | Physical Sciences and Engineering | 53 | New Mountbatten | 1 | Highfield Campus | SAHU, JAYANTA |  |  | F10005 | Clean Rooms - Silica | http://www.orc.soton.ac.uk/silicafibrefacilities.html
E10368 | Gantry Platform For 6M Silca Tower | F7 | Physical Sciences and Engineering | 53 | New Mountbatten | 1 | Highfield Campus | SAHU, JAYANTA |  |  | F10005 | Clean Rooms - Silica | http://www.orc.soton.ac.uk/silicafibrefacilities.html
E10369 | AR ION Laser System | F7 | Physical Sciences and Engineering | 46 | Physics | 1 | Highfield Campus | IBSEN, MORTEN |  |  | F10014 | Clean Rooms - Nanofabrication | http://www.southampton-nanofab.com/characterisation/
E10694 | Opium Optical Parametric Oscillator | F7 | Physical Sciences and Engineering | 46 | Physics | 1 | Highfield Campus | SAZIO, PIER-JOHN
E10378 | EXFO Optical Sampling Oscilloscope (bandwidth: 500GHz) | F7 | Physical Sciences and Engineering | 46 | Physics | 1 | Highfield Campus | PARMIGIANI, FRANCESCA |  |  | F10077 | Telecommunications Laboratories | http://www.southampton-nanofab.com/characterisation/electricalAndRf.php
E10382 | Newport Spectra Physics Mai Tai HP Ti:Sapphire Laser | F7 | Physical Sciences and Engineering | 53 | New Mountbatten | 1 | Highfield Campus | MACDONALD, KEVIN |  | +442380593085 |  |  | http://www.orc.soton.ac.uk/pld.html | Fully-automated mode-locked Ti:Sapphire laser: Spectral range 690-1040 nm; < 100 fs pulsewidth; > 2500 mW power at 800 nm
E10383 | Newport Spectra Physics Inspire HF100 Tuneable OPO | F7 | Physical Sciences and Engineering | 53 | New Mountbatten | 1 | Highfield Campus | MACDONALD, KEVIN |  | +442380593085 |  |  |  | Hands-Free fully-automated fs OPO for gap-free operation at wavelengths from 345-2500 nm
E10384 | OVD Deposition Lathe & Furnace | F7 | Physical Sciences and Engineering | 53 | New Mountbatten | 1 | Highfield Campus | SAHU, JAYANTA |  |  | F10005 | Clean Rooms - Silica | http://www.orc.soton.ac.uk/silicafibrefacilities.html
E10695 | Ti:Sapphire Laser System | F7 | Physical Sciences and Engineering | 46 | Physics | 1 | Highfield Campus | SAZIO, PIER-JOHN
E10446 | Quantum Efficiency System | F7 | Physical Sciences and Engineering | 53 | New Mountbatten | 1 | Highfield Campus | DE GROOT, CORNELIS |  |  | F10014 | Clean Rooms - Nanofabrication
E10387 | Nanolink DPN 5000 System | F7 | Physical Sciences and Engineering | 53 | New Mountbatten | 1 | Highfield Campus | SESSIONS, NEIL |  |  | F10010 | Clean Rooms - Integrated Photonics
E10388 | ZeMetrics ZeScope Optical Profiling System | F7 | Physical Sciences and Engineering | 53 | New Mountbatten | 1 | Highfield Campus | SESSIONS, NEIL |  |  | F10010 | Clean Rooms - Integrated Photonics
E10390 | Backscatter Reflectometer (obsolete 1718) | F7 | Physical Sciences and Engineering | 53 | New Mountbatten | 1 | Highfield Campus | SAHU, JAYANTA |  |  | F10005 | Clean Rooms - Silica
E10392 | Spectrum Analyser | F7 | Physical Sciences and Engineering | 46 | Physics | 1 | Highfield Campus | RICHARDSON, DAVID |  |  | F10014 | Clean Rooms - Nanofabrication
E10672 | Leica GNSS Differential Global Positioning System | F8 | Social and Human Sciences | 44 | Shackleton | 1 | Highfield Campus | RIDDY, LIAM | [5 empty] | Survey Instrument measing position on Earth to centirmeter scale
E10674 | Horiba UVISEL-2 Spectroscopic Ellipsometer | F7 | Physical Sciences and Engineering | 53 | New Mountbatten | 1 | Highfield Campus | MACDONALD, KEVIN |  | +442380593085 |  |  |  | UV-NIR variable-angle spectroscopic ellipsometer
E10675 | Saturn II Particle Laser(obsolete 1718) | F8 | Social and Human Sciences | 44 | Shackleton | 1 | Highfield Campus | MORGAN, PETER | [5 empty] | High Definition Digital Particle Size Analyzer with: - State-of-the-art CCD with over three million detector elements - Measurement range of 40 nanometers to 2500 micrometers - Two available liquid sample handlers can test a wide variety of samples - Fast and detailed results are repeatable on and reproducible between every - Saturn DigiSizer - One computer can control up to two analyzers - Up to 18 samples may be handled without intervention when used in conjunction with the MasterTech 052 Autosampler
E10676 | Leica C10 Terrestrial Laser Scanner | F8 | Social and Human Sciences | 44 | Shackleton | 1 | Highfield Campus | RIDDY, LIAM | [5 empty] | Survey instrument to create 3D point clouds up to a range of 200 metres with a precision of 2mm
E10678 | Benchtop UV Imager | F6 | Faculty of Natural and Environmental Sciences | 85 | Life Sciences | 1 | Highfield Campus | TEWS, IVO | [5 empty] | The Minstrel DT UV is an ultraviolet and visible crystal imaging and protein crystal monitoring system. It automatically images crystallization experiments and links images with crystallization conditions. This robotic instrument is a major advance over previous visible light microscopy technology because its UV technology can find crystals in complex drops and easily distinguish protein crystals from non-protein crystals (such as salt).
E10456 | Gas Cabinet | F7 | Physical Sciences and Engineering | 53 | New Mountbatten | 1 | Highfield Campus | LESSEY, MARK |  |  | F10014 | Clean Rooms - Nanofabrication
E10458 | Ccd Camera | F7 | Physical Sciences and Engineering | 53 | New Mountbatten | 1 | Highfield Campus | SAITO, SHINICHI |  | +442380593169 | F10014 | Clean Rooms - Nanofabrication
E10442 | Tube Furnace Pumps | F7 | Physical Sciences and Engineering | 53 | New Mountbatten | 1 | Highfield Campus | LESSEY, MARK |  |  | F10014 | Clean Rooms - Nanofabrication | http://www.southampton-nanofab.com/fabrication/cleanroomEquipment.php
E10443 | 4 Tube Furnace | F7 | Physical Sciences and Engineering | 53 | New Mountbatten | 1 | Highfield Campus | LESSEY, MARK |  |  | F10014 | Clean Rooms - Nanofabrication | http://www.southampton-nanofab.com/fabrication/cleanroomEquipment.php
E10444 | Eye Tracker | F7 | Physical Sciences and Engineering | 32 | EEE Building | 1 | Highfield Campus | WEAL, MARK |  |  |  |  | http://www.southampton.ac.uk/psychology/research/groups/centre_for_visual_cognition.page? | We have two perambulatory eye trackers that are designed to allow the participants to move around in the real world whilst their eye movements are being recorded. Each tracker has two cameras, allowing the recording of both the participant`s eye movements and the scene in their field of view. These cameras are mounted on the frame of glasses, with the lightweight recording equipment and power supplies carried in a rucksack on the participant`s back as they are having their eye movements recorded.
E10449 | Software Expansion Pack For E-Beam | F7 | Physical Sciences and Engineering | 53 | New Mountbatten | 1 | Highfield Campus | LESSEY, MARK |  |  | F10014 | Clean Rooms - Nanofabrication | http://www.southampton-nanofab.com/fabrication/ebeamLithography.php
E10450 | Solar Simulator | F7 | Physical Sciences and Engineering | 53 | New Mountbatten | 1 | Highfield Campus | DE GROOT, CORNELIS |  |  | F10014 | Clean Rooms - Nanofabrication |  | Solar simulators provide a broadband spectrum close to that of the sun from the UV to the IR. The main part of the solar simulator is a xenon arc lamp that reaches a color temperature of almost 6000K which is very close to sun light. We provide solar simulators with a wide range of luminous fields for different sample sizes and budgets, varying in size from 25 mm to 260 mm x 260 mm in diameter. The irradiance (W/m²) depends on the size of the desired output beam, the lamp¿s power input and the layout of the simulator¿s optic. The spectral characteristics are always the same.
E10452 | Etching System | F7 | Physical Sciences and Engineering | 53 | New Mountbatten | 1 | Highfield Campus | LESSEY, MARK |  |  | F10014 | Clean Rooms - Nanofabrication | http://www.southampton-nanofab.com/fabrication/dryEtch.php
E10453 | Orion Performance Upgrade Package | F7 | Physical Sciences and Engineering | 53 | New Mountbatten | 1 | Highfield Campus | LESSEY, MARK |  |  | F10014 | Clean Rooms - Nanofabrication | http://www.southampton-nanofab.com/research/Zeiss.php
E10471 | Dry Bed Absorber System | F7 | Physical Sciences and Engineering | 53 | New Mountbatten | 1 | Highfield Campus | LESSEY, MARK |  |  | F10014 | Clean Rooms - Nanofabrication
E10476 | Monocl3 | F7 | Physical Sciences and Engineering | 53 | New Mountbatten | 1 | Highfield Campus | CHONG, HAROLD |  |  | F10014 | Clean Rooms - Nanofabrication
E10478 | Analysers/Generator - 3 Items Each Over £25K | F7 | Physical Sciences and Engineering | 53 | New Mountbatten | 1 | Highfield Campus | CHONG, HAROLD |  | +442380593777 | F10014 | Clean Rooms - Nanofabrication
E10454 | Orion Variable Accelerating Voltage Package | F7 | Physical Sciences and Engineering | 53 | New Mountbatten | 1 | Highfield Campus | LESSEY, MARK |  |  | F10014 | Clean Rooms - Nanofabrication | http://www.southampton-nanofab.com/research/Zeiss.php
E10455 | Orion Liquid Nitrogen Cooling Dewar System | F7 | Physical Sciences and Engineering | 53 | New Mountbatten | 1 | Highfield Campus | LESSEY, MARK |  |  | F10014 | Clean Rooms - Nanofabrication | http://www.southampton-nanofab.com/research/Zeiss.php
E10459 | Semiconductor Analyser | F7 | Physical Sciences and Engineering | 53 | New Mountbatten | 1 | Highfield Campus | DE GROOT, CORNELIS |  |  | F10014 | Clean Rooms - Nanofabrication
E10460 | High Vacuum furnace | F7 | Physical Sciences and Engineering | 53 | New Mountbatten | 1 | Highfield Campus | LESSEY, MARK |  |  | F10007 | Clean Rooms - Novel Glass | http://www.southampton-nanofab.com/fabrication/cleanroomEquipment.php
E10464 | Laser Lithography System | F7 | Physical Sciences and Engineering | 53 | New Mountbatten | 1 | Highfield Campus | ANTENEY, IAIN |  |  | F10014 | Clean Rooms - Nanofabrication | http://www.southampton-nanofab.com/fabrication/ebeamLithography.php
E10465 | Cryogenic Probe Station | F7 | Physical Sciences and Engineering | 53 | New Mountbatten | 1 | Highfield Campus | LESSEY, MARK |  |  | F10014 | Clean Rooms - Nanofabrication | http://www.southampton-nanofab.com/characterisation/magnetoResistance.php
E10468 | 2 Sawatec Hotplates | F7 | Physical Sciences and Engineering | 53 | New Mountbatten | 1 | Highfield Campus | LESSEY, MARK |  |  | F10014 | Clean Rooms - Nanofabrication
E10469 | Vitesse Duo | F7 | Physical Sciences and Engineering | 53 | New Mountbatten | 1 | Highfield Campus | CHONG, HAROLD |  |  | F10014 | Clean Rooms - Nanofabrication |  | Vitesse Duo are diode-pumped solid-state lasers using a 10W Verdi CW laser to both seed the Vitesse ultrafast oscillator and pump the RegA. The result is a compact and economical, 2-box, all-solid-state solution for high repetition rate, ultrafast amplification.
E10473 | Elemental Analysis: O-Orion-Rbs | F7 | Physical Sciences and Engineering | 53 | New Mountbatten | 1 | Highfield Campus | LESSEY, MARK |  |  | F10014 | Clean Rooms - Nanofabrication | http://www.southampton-nanofab.com/characterisation/heIonMicroscope.php
E10482 | Datic D2030 Spark Erosion Machine (EDM) | F7 | Physical Sciences and Engineering | 59 | New Zepler | 1 | Highfield Campus | LONG, MARK
E10486 | Electronic Magnet (De Groot) | F7 | Physical Sciences and Engineering | 46 | Physics | 1 | Highfield Campus | ULBRICHT, HENDRIK |  |  | F10014 | Clean Rooms - Nanofabrication
E10488 | Biolight 1000 | F7 | Physical Sciences and Engineering | 53 | New Mountbatten | 1 | Highfield Campus | MACDONALD, KEVIN |  |  | F10014 | Clean Rooms - Nanofabrication
E10474 | Clear View: O-Orion-Clearview | F7 | Physical Sciences and Engineering | 53 | New Mountbatten | 1 | Highfield Campus | LESSEY, MARK |  |  | F10014 | Clean Rooms - Nanofabrication | http://www.southampton-nanofab.com/characterisation/heIonMicroscope.php
E10475 | Gatan X-ray Ultramicroscope (XuM) (accessory for the EVO SEM LS25 microscope) | F7 | Physical Sciences and Engineering | 53 | New Mountbatten | 1 | Highfield Campus | BODEN, STUART |  |  | F10014 | Clean Rooms - Nanofabrication |  | The Gatan XuM utilises the electron beam in an scanning electron microscope to generate X-rays which are projected through a sample and onto an X-ray camera to form an image. This provides non-destructive imaging of the internal structure of suitable samples. The sample can be rotated and re-imaged multiple times to build up a tomographic dataset from which a 3D reconstruction of the sample can be generated. The resolution limit of this technique is ~400 nm.
E10477 | Pattern Generator | F7 | Physical Sciences and Engineering | 53 | New Mountbatten | 1 | Highfield Campus | LESSEY, MARK |  |  | F10014 | Clean Rooms - Nanofabrication | http://www.southampton-nanofab.com/fabrication/nanofabrication.php
E10485 | Raman System 1000 | F7 | Physical Sciences and Engineering | 20 | High Voltage Laboratory | 1 | Highfield Campus | LEWIN, PAUL |  | +442380593586 | F10069 | The Tony Davies High Voltage Laboratory
E10489 | Ex Demo V-570Pc Spectrophotometer System | F7 | Physical Sciences and Engineering | 46 | Physics | 1 | Highfield Campus | LEBLANC, KATHLEEN |  |  | F10014 | Clean Rooms - Nanofabrication |  | UV/VIS/Near IR spectrophotometer used for Absorption, Transmission and Reflectance measurments from 190 - 2500nm
E10491 | Bridgeport Model Vmc 800X Vertical Machining Centre | F7 | Physical Sciences and Engineering | 46 | Physics | 1 | Highfield Campus | SAVAGE, GARETH |  |  | F10014 | Clean Rooms - Nanofabrication
E10492 | Coherent Enterprise II 653 Ar Ion Laser | F7 | Physical Sciences and Engineering | 46 | Physics | 1 | Highfield Campus | LEBLANC, KATHLEEN |  |  | F10014 | Clean Rooms - Nanofabrication |  | Ar Ion laser (352nm and 364nm). 80mW laser power class 3B. Mounted to direct write lithography system. Local ID: PH/1895
E10612 | Cryostat (5k to 600k) | F7 | Physical Sciences and Engineering | 53 | New Mountbatten | 1 | Highfield Campus | LESSEY, MARK
E10495 | CCD Sensor (S/N 01412-01-01)–Part of the FRODOSpec for the Liverpool Telescope in the Canary Islands | F7 | Physical Sciences and Engineering |  |  |  |  | KNIGGE, CHRISTIAN |  |  | F10014 | Clean Rooms - Nanofabrication |  | off campus
E10496 | Red Optics And Lens Mounts – Part of the FRODOSpec for the Liverpool Telescope in the Canary Islands | F7 | Physical Sciences and Engineering |  |  |  |  | KNIGGE, CHRISTIAN |  |  | F10014 | Clean Rooms - Nanofabrication |  | off campus
E10497 | Anechoic Chamber Project | F7 | Physical Sciences and Engineering | 53 | New Mountbatten | 1 | Highfield Campus | FEDOTOV, VASSILI |  | +442380593085 |  |  |  | Supplier Name: Emerson & Cuming Microwave Products
E10500 | Beamlock 7W VIS/ UV Argon System Etc | F7 | Physical Sciences and Engineering | 46 | Physics | 1 | Highfield Campus | SMITH, DAVID |  |  | F10014 | Clean Rooms - Nanofabrication |  | Build into a confocal optical microscope
E10501 | Lasers - Verdi V10 / OPA 9400 | F7 | Physical Sciences and Engineering | 46 | Physics | 1 | Highfield Campus | MILLS, BENJAMIN |  |  | F10014 | Clean Rooms - Nanofabrication
E10502 | Lasers - Verdi V5 / Mira 900F | F7 | Physical Sciences and Engineering | 46 | Physics | 1 | Highfield Campus | LAGOUDAKIS, PAVLOS |  |  | F10014 | Clean Rooms - Nanofabrication | http://www.orc.soton.ac.uk/xray.html
E10505 | Recirculating Water Chiller for Beamlock 7W UV Argon System (E10500) | F7 | Physical Sciences and Engineering | 46 | Physics | 1 | Highfield Campus | SMITH, DAVID |  |  | F10014 | Clean Rooms - Nanofabrication |  | Provides cooling water for Beamlock 7W Argon Laser E10500
E10512 | Leo 1455VP Scanning Electron Microscope (SEM) | F7 | Physical Sciences and Engineering | 46 | Physics | 1 | Highfield Campus | LEBLANC, KATHLEEN |  |  | F10014 | Clean Rooms - Nanofabrication |  | A 30KV, LaB6(or tungsten filament) scanning electron microscope equipped with an Everhart-Thornley secondary electron detector and a cambridge four quadrant backscatter detector. Maximum resolution is 10nm depending on column conditions.
E10515 | Shimatronic Clat Knitting Machine & Design System | F1 | Faculty of Business and Law |  |  |  |  | KEIM, ODINA |  |  | F10073 | The Creative Services Centre
E10517 | Printer (large format) | F1 | Faculty of Business and Law |  |  |  |  | CARLETON, CELESTE |  |  | F10073 | The Creative Services Centre | http://www.southampton.ac.uk/wsa/business_partnership/services/agfa_printer.page? | The AGFA Flatbed Printer allows printing onto a range of rigid materials up to 158cm x 240cm.
E10518 | Colour Printer (3D) | F1 | Faculty of Business and Law |  |  |  |  | CARTER, CHRISTIAN |  |  | F10073 | The Creative Services Centre | http://www.southampton.ac.uk/wsa/business_partnership/services/3d_printer.page?
E10961 | FLIR SC660 Camera with lens and microlens | F7 | Physical Sciences and Engineering | 53 | New Mountbatten | 1 | Highfield Campus | GANAPATHY, SENTHIL
E10519 | Tx2 Textile Digital Print System | F1 | Faculty of Business and Law |  |  |  |  | THOMPSON, NATALIE |  |  | F10073 | The Creative Services Centre |  | With a virtual unlimited number of colors and a production speed up to 54 smq/hr our textile belt printer is perfect for high quality digital textile printing.
E10523 | Fast Piv System | F2 | Faculty of Engineering and the Environment | 13 | Tizard | 1 | Highfield Campus | GANAPATHISUBRAMANI, BHARATHRAM |  |  | F10030 | Southampton Wind Tunnels |  | Particle Image Velocimetry (PIV) measures whole velocity fields by taking two images shortly after each other and calculating the distance individual particles travelled within this time. From the known time difference and the measured displacement the velocity is calculated.
E10525 | Thermographic System Variocam (obsolete 1718) | F2 | Faculty of Engineering and the Environment | 7 | Lanchester | 1 | Highfield Campus | BAHAJ, ABUBAKR | [5 empty] | Thermographic System Variocam (obsolete 1718)
E10527 | Horiba Equipment - Board Emission System | F2 | Faculty of Engineering and the Environment | 21 | Faraday | 1 | Highfield Campus | WONG, ALAN
E10529 | Asymmetric Flow Field-Flow Fractionator | F2 | Faculty of Engineering and the Environment | 21 | Faraday | 1 | Highfield Campus | POWRIE, WILLIAM | [5 empty] | Universal Particle/Polymer/Protein Separator.
E10531 | Scanning Kelvin Probe System | F2 | Faculty of Engineering and the Environment | 5 | Eustice | 1 | Highfield Campus | MARKVART, TOMAS | [5 empty] | The SKP5050 system is our best-selling Kelvin Probe system. This is the configuration we use in-house for client samples. It is based upon the ASKP system but includes highly recommended options including color camera/TFT monitor, 2mm and 50µm tips, external digital oscilloscope and an extended warranty.
E10532 | Dual Axis Air Bearing Sytem | F2 | Faculty of Engineering and the Environment | 7 | Lanchester | 1 | Highfield Campus | GILES, ANDREW | [5 empty] | ¿High precision single plane X-Y positioning with optional airbearing ¿Silicon Carbide (SiC) stages freely slide on a granite reference plate using proprietary air bearing technology ¿Extremely rigid structure for rapid, sub-micron motion with quick settling time ¿Resolution up to 0.3 nm, 20 nm X-Y repeatability over full wafer ¿Velocity up to 400 mm/sec, acceleration up to 1.5 G ¿30,000 hr MTBF
E10552 | Benchtop Ct 160Xi X-Ray Inspection System | F2 | Faculty of Engineering and the Environment | 5 | Eustice | 1 | Highfield Campus | OREFFO, RICHARD
E10553 | Elf 3200 Test System | F2 | Faculty of Engineering and the Environment | 7 | Lanchester | 1 | Highfield Campus | GILES, ANDREW | [5 empty] | The BOSE Enduratec ELF 3200 is a DMA that perform dynamic tests on a wide range of materials, from very soft rubber to stiff nylons. The DMA has the capability to measure properties in compressive, tensile, and flexural modes
E10633 | Cyto Vision Spot Ax Automated Fish Spot | F5 | Faculty of Medicine | 9500 | South Academic Block | 18 | Southampton General Hospital | REEVE, PAUL
E10533 | Digital Volume Correlation Software | F2 | Faculty of Engineering and the Environment | 5 | Eustice | 1 | Highfield Campus | BOARDMAN, RICHARD | [5 empty] | Quantitative imaging analysis software. DVC is not only capable of identifying defects and cracks before they are visible in the raw image, but it is also able to quantify the full volume strain distribution and actual magnitudes of the material displacements surrounding discontinuities. The level of information is extremely useful in validating Finite Element models of modern complex materials. Volume images can be imported into the software from a variety of sources such as: ¿X-Ray Computer Tomography ¿Magnetic Resonance Imaging (MRI) ¿Optical Coherence Tomography (OCT) ¿Confocal Microscopy
E10536 | Cat.2 Lab (50%) | F2 | Faculty of Engineering and the Environment | 7 | Lanchester | 1 | Highfield Campus | GILES, ANDREW
E10538 | Prince CE System | F2 | Faculty of Engineering and the Environment | 7 | Lanchester | 1 | Highfield Campus | WHARTON, JULIAN | [5 empty] | The modular concept of the Prince Capillary Electrophoresis enables easy connection to any existing detector techniques e.g. UV-VIS, DAD, LIF, Fluorescence, conductivity and MS.
E10540 | Noise & Vibration Isolation Chamber | F2 | Faculty of Engineering and the Environment | 30 | Synthetic Chemistry | 1 | Highfield Campus | WOOD, ROBERT |  |  | F10027 | Characterisation (nCATS)
E10541 | Scanning Electrochemical Workstation Software | F2 | Faculty of Engineering and the Environment | 29 | Graham Hills | 1 | Highfield Campus | DENUAULT, GUY |  |  | F10027 | Characterisation (nCATS) |  | The M370 software controls a fast and precise closed loop x, y, z positioning system with nanometer resolution and incorporates a flexible data acquisition system which enables the user to select the configuration most suited to their experiments
E10542 | High Frequency Friction Machine / Twin Roller Tribometer | F2 | Faculty of Engineering and the Environment | 7 | Lanchester | 1 | Highfield Campus | GILES, ANDREW |  |  | F10027 | Characterisation (nCATS) | http://www.rifi.soton.ac.uk/capabilities/tribology.shtml
E10543 | PCT Pro-2000 (Measures Gas Sorption Properties - See Setaram Website) | F2 | Faculty of Engineering and the Environment | 30 | Synthetic Chemistry | 1 | Highfield Campus | BAVYKIN, DMITRY | [5 empty] | Measures Gas Sorption Properties
E10544 | High Kv System | F2 | Faculty of Engineering and the Environment | 5 | Eustice | 1 | Highfield Campus | GILES, ANDREW
E10545 | Low Kv System | F2 | Faculty of Engineering and the Environment | 5 | Eustice | 1 | Highfield Campus | GILES, ANDREW
E10546 | Milling Machine | F2 | Faculty of Engineering and the Environment | 9 | Engineering Workshops | 1 | Highfield Campus | GILES, ANDREW
E10547 | Hpt System | F2 | Faculty of Engineering and the Environment | 5 | Eustice | 1 | Highfield Campus | LANGDON, TERENCE
E10548 | Pem Fuel Cell Test Station | F2 | Faculty of Engineering and the Environment | 7 | Lanchester | 1 | Highfield Campus | PONCE DE LEON ALBARRAN, CARLOS ALBERTO
E10556 | Xyris 2000Tl (obsolete 1718) | F2 | Faculty of Engineering and the Environment | 7 | Lanchester | 1 | Highfield Campus | GILES, ANDREW | [5 empty] | The Xyris 2000 TL is a versatile surface profiler, integrating size and speed in one convenient package. It can be manufactured to a variety of specifications encompassing a range of sensor and motion system options. Systems are typically up to 200 mm x 300 mm scanning areas but larger variants are available on request. The triangulation laser offers high speed scanning at low cost.
E10563 | Pyris 1 Dsc Subambient Rady Sys-Intraco | F2 | Faculty of Engineering and the Environment | 5 | Eustice | 1 | Highfield Campus | GILES, ANDREW
E10564 | JSM-6500F Scanning Microscope | F2 | Faculty of Engineering and the Environment | 30 | Synthetic Chemistry | 1 | Highfield Campus | WANG, SHUNCAI |  |  | F10026 | EM Centre | http://www.micro.soton.ac.uk/JSM6500F.php
E10565 | Vibration Test System | F2 | Faculty of Engineering and the Environment | 13 | Tizard | 1 | Highfield Campus | GILES, ANDREW |  |  | F10056 | Electrodynamic Shakers | http://www.isvr.co.uk/faciliti/vibration_test_facility.htm
E10566 | 4 Column 200Kn Servo Hydraulic Fatigue Frame | F2 | Faculty of Engineering and the Environment | 9 | Engineering Workshops | 1 | Highfield Campus | GILES, ANDREW
E10567 | Tunnel Control System | F2 | Faculty of Engineering and the Environment | 17 | R J Mitchell Wind Tunnel | 1 | Highfield Campus | GILES, ANDREW |  |  |  |  | http://www.windtunnel.soton.ac.uk/specification/specification_RJMitchell.html
E10568 | Xyris 4000 Wl 3D Surface Profiler | F2 | Faculty of Engineering and the Environment | 7 | Lanchester | 1 | Highfield Campus | GILES, ANDREW | [5 empty] | The Xyris 4000 CL (confocal laser) is a compact state of the art non contact surface profiling system that is capable of measuring form and thickness of various surfaces. It incorporates a CCD camera for on screen viewing of the surface under investigation, helping to identify areas or features of interest quickly and easily. The WL (white light) sensor offers increased performance for spherical or aspherical surface measurement.
E10569 | Laser Strain Mapping System | F2 | Faculty of Engineering and the Environment | 9 | Engineering Workshops | 1 | Highfield Campus | GILES, ANDREW
E10575 | Treadmill | F2 | Faculty of Engineering and the Environment | 19 | ISVR | 1 | Highfield Campus | GILES, ANDREW |  |  |  |  | http://www.isvr.co.uk/facility.htm
E10585 | Alasca With Ipc Etc | F2 | Faculty of Engineering and the Environment | 21 | Faraday | 1 | Highfield Campus | GILES, ANDREW
E10592 | E1824 Twin Station Soil Consolidation Test Rig | F2 | Faculty of Engineering and the Environment | 21 | Faraday | 1 | Highfield Campus | GILES, ANDREW
E10573 | Multi Axis Man Rated 6 D.O.F. Vibration Seat System | F2 | Faculty of Engineering and the Environment | 19 | ISVR | 1 | Highfield Campus | GILES, ANDREW |  |  |  |  | http://www.isvr.co.uk/facility.htm
E10576 | Base Huron 20 System (Obsolete as at YE 15/16) | F2 | Faculty of Engineering and the Environment | 13 | Tizard | 1 | Highfield Campus | TAKEUCHI, TAKASHI |  |  |  |  | http://www.isvr.co.uk/facility.htm
E10579 | Scanning Vibrometer & Accessories | F2 | Faculty of Engineering and the Environment | 13 | Tizard | 1 | Highfield Campus | GEMMELL, HARRIET |  |  |  |  | http://www.isvr.co.uk/facility.htm
E10580 | GC/MS POLARIS Q230 Ion-Trap with automated Combi-pal Headspace autosampler | F2 | Faculty of Engineering and the Environment | 21 | Faraday | 1 | Highfield Campus | SKINNER, HARVEY
E10581 | Flash Ea112 Analyser | F2 | Faculty of Engineering and the Environment | 21 | Faraday | 1 | Highfield Campus | GILES, ANDREW | [5 empty] | The Flash EA 2000 NC Analyzers delivers rapid, precise and environmental-friendly determinations of nitrogen and carbon in geological and agriculture materials such as soils, sediments or particulate materials obtained by filtration of sea, river, lake, or tap water. Unlike traditional techniques operations with Flash EA 1112 NC Analyzers does not involve any toxic or polluting substances. Rapid method for routine work.
E10586 | X Seriesii Icp-Ms System | F2 | Faculty of Engineering and the Environment | 68 | National Oceanography Centre | 6 | National Oceanography Centre Campus | SKINNER, HARVEY
E10588 | Triaxial Testing System | F2 | Faculty of Engineering and the Environment | 21 | Faraday | 1 | Highfield Campus | GILES, ANDREW | [5 empty] | The GDS Triaxial Automated System (GDSTAS) is a load frame-based triaxial testing system which may be configured exactly to the customers specification and budget. Using the GDS range of load frames, triaxial cells, pressure systems and the GDSLAB software, the basic system can be configured for low cost multi-station commercial testing right through to high range rock testing at research level. Using GDSLAB with optional software modules, GDSTAS can run advanced tests such as stress paths, slow cyclic and K0, all under PC control
E10968 | Bruker - EPR | F6 | Faculty of Natural and Environmental Sciences | 27 | Chemistry | 1 | Highfield Campus | LEVITT, MALCOLM |  |  | F10017 | NMR Spectroscopy Facility
E10596 | High Pressure Compressed Air System | F2 | Faculty of Engineering and the Environment | 13 | Tizard | 1 | Highfield Campus | GILES, ANDREW
E10609 | Omicron Twin SNOM System | F7 | Physical Sciences and Engineering | 53 | New Mountbatten | 1 | Highfield Campus | ROGERS, EDWARD |  | +442380593836 |  |  |  | The TwinSNOM combines conventional microscopy, SNOM, shear-force AFM and optionally even laser scanning confocal microscopy or Needle-Sensor AFM in a single instrument.
E10610 | Digital Ccd Spectroscopy System | F7 | Physical Sciences and Engineering | 46 | Physics | 1 | Highfield Campus | SMITH, DAVID |  |  | F10035 | Mass Spectrometer |  | liquid nitrogen cooled CCD sysem built into Raman Spectrometer
E10614 | EVG620 Double Side Mask Aligner | F7 | Physical Sciences and Engineering | 53 | New Mountbatten | 1 | Highfield Campus | LESSEY, MARK |  |  | F10014 | Clean Rooms - Nanofabrication | http://www.southampton-nanofab.com/fabrication/lithography.php | The EVG620 is a dual-use tool designed for optical double-side lithography and precision alignment up to 150 mm wafer sizes. Volume production types and manual R&D systems are available. An ultra-soft wedge compensation together with a computer controlled contact force between the mask and wafer ensures that both yield and mask lifetime are dramatically increased while production costs are lowered. The fully-automated EVG620 utilizes a cassette-to-cassette handling system to efficiently process wafers from 50 mm to 150 mm in diameter, regardless of their shape or thickness. The system safely handles thick, bowed or small diameter wafers.
E10615 | EVG150 Automated Resist Processing System | F7 | Physical Sciences and Engineering | 53 | New Mountbatten | 1 | Highfield Campus | ANTENEY, IAIN |  |  | F10014 | Clean Rooms - Nanofabrication | http://www.southampton-nanofab.com/fabrication/lithography.php | Designed to provide the widest range of process variations, the EVG100 series` modularity accepts spin and spray coating, developing, bake and chill modules to suit your individual production requirements. These systems accommodate the processing of an extensive range of materials such as positive and negative resists, polyimides, double-sided coating of thin resist layers, high viscosity resists, and edge protection coatings.
E10617 | 3 Stacis "Quiet Island" Support Systems | F7 | Physical Sciences and Engineering | 53 | New Mountbatten | 1 | Highfield Campus | BODEN, STUART |  |  | F10014 | Clean Rooms - Nanofabrication |  | These systems are actively-damped tables onto which senstive pieces of equipment can be mounted to isolate them from vibrational interference. These are current employed underneath the Zeiss Orion Helium Ion Microscope, the Zeiss Nvision40 Focused Ion Beam and the Zeiss EVO Scanning Electron Microscope.
E10618 | Maxsys 900 - Raw Exhaust Analysis System | F2 | Faculty of Engineering and the Environment | 9 | Engineering Workshops | 1 | Highfield Campus | GILES, ANDREW | [5 empty] | The MaxSys 900 Advanced Emissions Raw Analysis System is a highly sophisticated and innovative raw exhaust gas measurement device. The System offers solutions for a wide range of applications, providing the necessary flexibility and modularity to meet the different requirements in emissions measurement.
E10974 | FLIR A6540 Thermal Imaging Camera plus FLIR Microscope Lens | F7 | Physical Sciences and Engineering | 53 | New Mountbatten | 1 | Highfield Campus | GANAPATHY, SENTHIL
E10642 | Alchemist Liquid Handler | F6 | Faculty of Natural and Environmental Sciences | 85 | Life Sciences | 1 | Highfield Campus | TEWS, IVO | [5 empty] | Rigaku Alchemist desktop liquid handling system
E10643 | Rigaku 007-HF Diffractometer Copper Rotating Anode Diffractometer | F6 | Faculty of Natural and Environmental Sciences | 30 | Synthetic Chemistry | 1 | Highfield Campus | COLES, SIMON |  |  |  |  | http://www.southampton.ac.uk/sdc/small_mol_diffraction/equipment.page | Rigaku 007-HF Single Crystal X-ray diffractometer Cu anode equipped with HyPix-600HE detector and CryoStream. Data collection is possible between 80-500K
E10645 | Spider Diffractometer (Rigaku) | F6 | Faculty of Natural and Environmental Sciences | 30 | Synthetic Chemistry | 1 | Highfield Campus | LIGHT, MARK |  |  |  |  | http://www.southampton.ac.uk/sdc/small_mol_diffraction/equipment.page | The R-AXIS Spider diffractometer comprises a Molybdenum sealed tube X-ray generator and an RAPID image plate detector system with a quarter chi goniometer. Data collections are typically performed at 120K under a cold stream of nitrogen using a Oxford Cryosystems 600 Series CryoStream.
E10652 | Sequential X-Ray Spectrometer | F6 | Faculty of Natural and Environmental Sciences | 68 | National Oceanography Centre | 6 | National Oceanography Centre Campus | CROUDACE, IAN |  |  |  |  | http://www.noc.soton.ac.uk/geochem/Facilities%20Links/xrf.htm | The Philips Magix Pro¿ WD-XRF is used for routine major and trace element analysis of sediments, rocks, soils, ores, and oils. The sequential spectrometer is designed for fast, high precision, qualitative and quantitative elemental analysis. Samples are normally run under vacuum as fused glass discs, pressed powders and thin-films or under a He atmosphere for liquids.
E10979 | LaVision - Ultramicroscope | F5 | Faculty of Medicine | 9500 | South Academic Block | 18 | Southampton General Hospital | PAGE, ANTHONY |  |  | F10002 | Biomedical Imaging Unit
E10981 | GATAN - 3VIEW2XP MICROTOME SYSTEM PLUS SOFTWARE | F5 | Faculty of Medicine | 9500 | South Academic Block | 18 | Southampton General Hospital | PAGE, ANTHONY |  |  | F10002 | Biomedical Imaging Unit
E10969 | M Squared - Firefly-IR Widely Tunable, Pulsed Mid-Infrared Laser Tuning Range A | F7 | Physical Sciences and Engineering | 53 | New Mountbatten | 1 | Highfield Campus | GANAPATHY, SENTHIL
E10978 | Biophotonics Solutions MIIPS Box640 Pulse Shaper | F7 | Physical Sciences and Engineering | 53 | New Mountbatten | 1 | Highfield Campus | MACDONALD, KEVIN |  | +442380593085 |  |  |  | Fully-automated SLM-based measurement and compression of femtosecond laser pulses; Arbitrary phase and amplitude modulation
E10708 | DC Sputter (Enhancement To Helios Sputter Tool) | F7 | Physical Sciences and Engineering | 53 | New Mountbatten | 1 | Highfield Campus | LESSEY, MARK
E10721 | Chameleon Laser System | F7 | Physical Sciences and Engineering | 53 | New Mountbatten | 1 | Highfield Campus | ROGERS, EDWARD
E10722 | Super Continuum System | F7 | Physical Sciences and Engineering | 53 | New Mountbatten | 1 | Highfield Campus | PETROVICH, MARCO
E10723 | Minstrel & Gallery | F6 | Faculty of Natural and Environmental Sciences | 85 | Life Sciences | 1 | Highfield Campus | TEWS, IVO | [5 empty] | Minstrel HT UV for High Throughput Crystal Imaging
E10726 | SDS-MW Analysis System | F5 | Faculty of Medicine | 9570 | Tenovus | 18 | Southampton General Hospital | REEVE, PAUL
E10728 | FEE 3D Printing Facility (Zprinter 650 colour 3D) | F2 | Faculty of Engineering and the Environment | 9 | Engineering Workshops | 1 | Highfield Campus | COX, SIMON
E10730 | Seahorse XF Extracellular Flux Analyser | F5 | Faculty of Medicine | 9580 | Somers Cancer Research | 18 | Southampton General Hospital | REEVE, PAUL
E10740 | Optical time domain reflectometer | F7 | Physical Sciences and Engineering | 53 | New Mountbatten | 1 | Highfield Campus | PETROVICH, MARCO
E10734 | Thermo Magnaray WDS Spectrometer | F6 | Faculty of Natural and Environmental Sciences | 29 | Graham Hills | 1 | Highfield Campus | CLARK, ALISTAIR |  |  | F10022 | Philips FEI XL30SEM Environmental Scanning Electron Microscope |  | Wavelentgh dispersive x-ray spectroscopy accessory for quantitative analysis of SEM specimens, using standards.
E10738 | Fianium WhiteLase Supercontinuum Laser | F7 | Physical Sciences and Engineering | 53 | New Mountbatten | 1 | Highfield Campus | MACDONALD, KEVIN |  | +442380593085 |  |  |  | Supercontinuum (<460 to >2400 nm) laser source; 20 MHz rep. rate; 2 W average power
E10741 | XF2 Insulator Enhanced Etch Gas Injector | F7 | Physical Sciences and Engineering | 53 | New Mountbatten | 1 | Highfield Campus | MACDONALD, KEVIN |  | +442380593085 | F10011 | Clean Rooms - Focused ion beam (FIB) | http://www.zeplerinstitute.ac.uk/facilities/fib | Gas injection system for chemically-assisted focused ion beam milling of insulating materials
E10757 | Orion 8 Sputter System | F7 | Physical Sciences and Engineering | 53 | New Mountbatten | 1 | Highfield Campus | ANTENEY, IAIN
E10761 | Thermal imaging camera | F7 | Physical Sciences and Engineering | 53 | New Mountbatten | 1 | Highfield Campus | PETROVICH, MARCO
E10762 | Tunable laser source family | F7 | Physical Sciences and Engineering | 53 | New Mountbatten | 1 | Highfield Campus | THOMSON, DAVID |  |  | F10077 | Telecommunications Laboratories
E10772 | 10-50 PNA Network Analyser | F7 | Physical Sciences and Engineering | 53 | New Mountbatten | 1 | Highfield Campus | THOMSON, DAVID |  |  | F10077 | Telecommunications Laboratories
E10786 | SWIR Camera | F7 | Physical Sciences and Engineering | 53 | New Mountbatten | 1 | Highfield Campus | ROGERS, EDWARD |  | +442380593836
E10788 | Savannah ALT S200 System | F7 | Physical Sciences and Engineering | 53 | New Mountbatten | 1 | Highfield Campus | LESSEY, MARK
E10789 | Prober Shuttle | F7 | Physical Sciences and Engineering | 53 | New Mountbatten | 1 | Highfield Campus | BODEN, STUART
E10792 | FACsvantage / FACstation McIntosh - Cell sorter with 488nm, 633nm and UV lasers | F5 | Faculty of Medicine | 9580 | Somers Cancer Research | 18 | Southampton General Hospital | REEVE, PAUL
E10819 | Hurco Hawk30M 3axis CNC Milling Machine | F7 | Physical Sciences and Engineering | 59 | New Zepler | 1 | Highfield Campus | LONG, MARK
E10838 | Glove Box with Gas Purification | F7 | Physical Sciences and Engineering | 53 | New Mountbatten | 1 | Highfield Campus | HEWAK, DANIEL |  |  | F10007 | Clean Rooms - Novel Glass | http://www.orc.soton.ac.uk/novelglasscleanrooms.html
E10839 | Plasma System 300 (S/N 1314) | F7 | Physical Sciences and Engineering | 53 | New Mountbatten | 1 | Highfield Campus | LESSEY, MARK
E10840 | PVA Tepla 300 Plasma System | F7 | Physical Sciences and Engineering | 53 | New Mountbatten | 1 | Highfield Campus | SESSIONS, NEIL |  |  | F10010 | Clean Rooms - Integrated Photonics
E10843 | Triple Raman Spectrometer | F7 | Physical Sciences and Engineering | 46 | Physics | 1 | Highfield Campus | SMITH, DAVID | [5 empty] | High stray light Raman spectrometer capable of measuring Raman spectra with 1cm-1 resolution to within 10cm-1 of laser line
E10845 | 000000-0239-518 | F7 | Physical Sciences and Engineering | 53 | New Mountbatten | 1 | Highfield Campus | LESSEY, MARK
E10846 | 000000-0239-518 | F7 | Physical Sciences and Engineering | 53 | New Mountbatten | 1 | Highfield Campus | LESSEY, MARK
E10852 | Additional Gas Supply to PO 60155802 | F7 | Physical Sciences and Engineering | 53 | New Mountbatten | 1 | Highfield Campus | LESSEY, MARK
E10864 | Fibre Coating System | F7 | Physical Sciences and Engineering | 53 | New Mountbatten | 1 | Highfield Campus | SAHU, JAYANTA
E10865 | CCD Sensor (S/N 01502-22-02)–Part of the FRODOSpec for the Liverpool Telescope in the Canary Islands | F7 | Physical Sciences and Engineering |  |  |  |  | KNIGGE, CHRISTIAN |  |  | F10014 | Clean Rooms - Nanofabrication |  | off campus
E10866 | Thermo Fisher Orbitrap elite dual-pressure linear ion trap mass spectrometer | F5 | Faculty of Medicine | 9580 | Somers Cancer Research | 18 | Southampton General Hospital | REEVE, PAUL
E10871 | Autoclave | F5 | Faculty of Medicine | 9580 | Somers Cancer Research | 18 | Southampton General Hospital | REEVE, PAUL
E10872 | Smartlab Diffractometer & Accessories - Includes HyPix 3000/GISAXS Stage upgrades 16/17 | F6 | Faculty of Natural and Environmental Sciences | 30 | Synthetic Chemistry | 1 | Highfield Campus | LIGHT, MARK
E10881 | MiniFlex 600 X-Ray Diffractometer (Rigaku) | F6 | Faculty of Natural and Environmental Sciences | 30 | Synthetic Chemistry | 1 | Highfield Campus | COLES, SIMON | [5 empty] | Powder X-ray diffractometer
E10885 | TGA-200 Complete System plus accessories | F7 | Physical Sciences and Engineering | 53 | New Mountbatten | 1 | Highfield Campus | HAYES, JOHN
E10895 | XEVO TQD SYSTEM reversed phase | F6 | Faculty of Natural and Environmental Sciences | 30 | Synthetic Chemistry | 1 | Highfield Campus | LANGLEY, GRAHAM |  |  | F10035 | Mass Spectrometer
E10896 | XEVO TQD SYSTEM normal phase Mass spectrometer | F6 | Faculty of Natural and Environmental Sciences | 30 | Synthetic Chemistry | 1 | Highfield Campus | LANGLEY, GRAHAM |  |  | F10035 | Mass Spectrometer
E10903 | Broadband Tunable Laser System with MCT detectors | F7 | Physical Sciences and Engineering | 53 | New Mountbatten | 1 | Highfield Campus | GANAPATHY, SENTHIL
E10916 | Laser tune QCL system with TEC MCT detector including upgrade and standard accessories | F7 | Physical Sciences and Engineering | 53 | New Mountbatten | 1 | Highfield Campus | GANAPATHY, SENTHIL
E10920 | Leica HDSP20 Terrestrial Laser Scanner | F8 | Social and Human Sciences | 44 | Shackleton | 1 | Highfield Campus | RIDDY, LIAM | [5 empty] | Survey instrument to create 3D point clouds up to a range of 200 metres with a precision of 2mm
E11007 | Femtolasers Integral Element PRO-500 Utrashort Pulse Oscillator | F7 | Physical Sciences and Engineering | 53 | New Mountbatten | 1 | Highfield Campus | MACDONALD, KEVIN |  | +442380593085 |  |  |  | Hands-free femtosecond oscillator generating sub-10 fs pulses: >100 nm bandwidth at 800 nm; >500 mW average output power
E11040 | Becton Dickinson - Flow Cytometer | F5 | Faculty of Medicine | 9580 | Somers Cancer Research | 18 | Southampton General Hospital | REEVE, PAUL
E11066 | FEI Quanta 200 Scanning electron microscope | F5 | Faculty of Medicine | 9500 | South Academic Block | 18 | Southampton General Hospital | PAGE, ANTHONY |  |  | F10002 | Biomedical Imaging Unit
E11067 | Fujikura FSM-100PPLUS Speciality Splicer Serial No. 1724 | F7 | Physical Sciences and Engineering | 53 | New Mountbatten | 1 | Highfield Campus | GATES, JAMES
E11165 | SLM213 Solid-State Laser System | F7 | Physical Sciences and Engineering | 53 | New Mountbatten | 1 | Highfield Campus | GATES, JAMES | [5 empty] | subproject code 514689104 PO60500186
E11174 | Finesse Pure 532nm 12W Laser and associated items (chiller and chiller plate) | F7 | Physical Sciences and Engineering | 46 | Physics | 1 | Highfield Campus | SMITH, DAVID |  | +442380595823 |  |  |  | Pump laser for Mira ps/fs laser system
E11179 | Applied Engineering Customized UHV AWB Vacuum Bonder S/N087 | F7 | Physical Sciences and Engineering | 46 | Physics | 1 | Highfield Campus | HIMSWORTH, MATTHEW |  | +442380599343 |  |  |  | PO60500131 Subproject 514689102
E11043 | DISCO DCS1440 Automatic Cleaning System | F7 | Physical Sciences and Engineering | 53 | New Mountbatten | 1 | Highfield Campus | GATES, JAMES
E11044 | Keysight N9030A-544 PXA Signal Analyzer | F7 | Physical Sciences and Engineering | 46 | Physics | 1 | Highfield Campus | TROPPER, ANNE | [5 empty] | PO60486656 Subproject 514689103
E11045 | Keysight N9030-P44 Preamplifier | F7 | Physical Sciences and Engineering | 46 | Physics | 1 | Highfield Campus | TROPPER, ANNE | [5 empty] | PO60488656 Subproject 514689103
E11186 | ABL9000 (Air-Bearing Direct-Drive XY Linear Stage) System. P/N ABL900350/350 | F7 | Physical Sciences and Engineering | 46 | Physics | 1 | Highfield Campus | GATES, JAMES |  | +442380597811 |  |  |  | Subproject: 514689104 PO: 60552415 Trans: 50970888, 50970886, 50980893
E11187 | Contactless Wafer Geometry Gauge (P/N EHMX203-4-37-Q) | F7 | Physical Sciences and Engineering | 46 | Physics | 1 | Highfield Campus | GATES, JAMES |  | +442380597811 |  |  |  | Subproject: 514658101 PO: 60565072 Trans: 50979101
E11188 | Semi-automatic surface grinder model DAG810 | F7 | Physical Sciences and Engineering | 46 | Physics | 1 | Highfield Campus | GATES, JAMES |  | +442380597811 |  |  |  | Subproject: 514658101 PO: 60562439 Trans: 50966660, 50979414
E11191 | u4 Mill 6 axis compact ultra-precision diamond micromachining system | F7 | Physical Sciences and Engineering | 46 | Physics | 1 | Highfield Campus | GATES, JAMES |  | +442380597811 |  |  |  | Subproject: 514658101 PO: 60575798 Trans: 50982636
E11160 | SYNAPT G2-Si System | F6 | Faculty of Natural and Environmental Sciences | 27 | Chemistry | 1 | Highfield Campus | LANGLEY, GRAHAM |  | +442380592182 | F10035 | Mass Spectrometer
E11047 | DMOptics Yokogawa AQ6373 Optical Spectrum Analyzer | F7 | Physical Sciences and Engineering | 53 | New Mountbatten | 1 | Highfield Campus | GATES, JAMES
E11049 | Ti:Saphhire Laser System | F7 | Physical Sciences and Engineering | 46 | Physics | 1 | Highfield Campus | TROPPER, ANNE | [5 empty] | PO60486976 Subproject 514689103
E11207 | ABI 394 Oligonucleotide Synthesizer (S/N 96112087JT) | F6 | Faculty of Natural and Environmental Sciences | 30 | Synthetic Chemistry | 1 | Highfield Campus | STULZ, EUGEN |  |  | F10035 | Mass Spectrometer
E11213 | Firestar ti100 100w 9.3um laser system | F7 | Physical Sciences and Engineering | 53 | New Mountbatten | 1 | Highfield Campus | GATES, JAMES
E11058 | Isoprime vario Isotope select Elemental Analyser coupled to an Isoprime 100 Isotope Ratio Mass Spec | F6 | Faculty of Natural and Environmental Sciences | 68 | National Oceanography Centre | 6 | National Oceanography Centre Campus | HAMBACH, BASTIAN |  | +2657326479 |  |  |  | Wlemental composition carbon and nitrogen as well as d13C and d15N stable isotopes in organic matrices (sediments, plants, plankton filters, biological tissues)
E11059 | Isoprime PyroCube Elemental Analyser and Agilent 7890A GC coupled to a GeoVisION+ IRMS | F6 | Faculty of Natural and Environmental Sciences | 68 | National Oceanography Centre | 6 | National Oceanography Centre Campus | HAMBACH, BASTIAN |  | +2657326479 |  |  |  | Elemental composition of carbon, nitrogen and sulphur as well as d13C, d15N and d34S stable isotopes in organic matrices (sediments, plants, plankton filters, biological tissues). Also available for elemental composition of oxygen and hydrogen as well as d2H and d18O stable isotopes in organic matrices as well as in liquids
E11060 | Discovery Differential Scanning Calorimeter (TA instruments) | F6 | Faculty of Natural and Environmental Sciences |  |  |  |  | COLES, SIMON | [5 empty] | Discovery DSC with Auto Sampler. Modulated DSC®, (MDSC®), for the most efficient separation of complex thermal events
E11256 | DHR-3 Rheometer | F2 | Faculty of Engineering and the Environment | 185 | Building 185 | 2 | Boldrewood Campus | PETERS, IVO | [5 empty] | DHR-3 Rheometer
E11042 | DISCO DAD3430 Semi Automatic Dicing Saw | F7 | Physical Sciences and Engineering | 53 | New Mountbatten | 1 | Highfield Campus | GATES, JAMES
E11257 | Sperm Class Analyzer CASA system | F6 | Faculty of Natural and Environmental Sciences | 68 | National Oceanography Centre | 6 | National Oceanography Centre Campus | GRANGE, LAURA |  | +442380592786 |  |  |  | Sperm Class Analyzer CASA system
E11041 | Micromeritics TriStar 3020 Surface Area Analyser | F6 | Faculty of Natural and Environmental Sciences | 29 | Graham Hills | 1 | Highfield Campus | CLARK, ALISTAIR | [5 empty] | Measurement of surface area of powder samples using using volumetric gas adsorption analysis.
E11046 | DMOptics Yokogawa AQ6370D-10-L1 Optical Spectrum Analyzer | F7 | Physical Sciences and Engineering | 53 | New Mountbatten | 1 | Highfield Campus | GATES, JAMES | [5 empty] | PO60489087 Subproject 514689104
E11048 | DMOptics Yokogawa AQ6370D-10-L1 Optical Spectrum Analyzer | F7 | Physical Sciences and Engineering | 46 | Physics | 1 | Highfield Campus | TROPPER, ANNE | [5 empty] | PO60486615 Subproject 514689103
E11050 | Dilas Compact 200/200-808.3LC Diode Laser System | F7 | Physical Sciences and Engineering | 46 | Physics | 1 | Highfield Campus | TROPPER, ANNE | [5 empty] | PO60490377 Subproject 50866247
E11093 | Thermo MAT 253 Dual Inlet Isotope Ratio Mass Spectrometer with Kiel IV carbonate device | F6 | Faculty of Natural and Environmental Sciences | 68 | National Oceanography Centre | 6 | National Oceanography Centre Campus | HAMBACH, BASTIAN | [5 empty] | Setermination of d13C and d18O stable isotope ratios in carbonates or bulk inorganic materials
E11094 | Thermo Delta V with GC-IRMS: Gas Chromatograph-Isotope Ratio Mass Spectrometer | F6 | Faculty of Natural and Environmental Sciences | 68 | National Oceanography Centre | 6 | National Oceanography Centre Campus | BRAY, PAUL
E11095 | Thermo TSQ 8000 GC-MS-MS: Gas Chromatograph-Mass Spectrometer with MS/MS capability | F6 | Faculty of Natural and Environmental Sciences | 68 | National Oceanography Centre | 6 | National Oceanography Centre Campus | WHITESIDE, JESSICA
E11096 | Thermo 1310 GC FID GC-FID: Gas Chromatograph with Flame Ionisation Detector | F6 | Faculty of Natural and Environmental Sciences | 68 | National Oceanography Centre | 6 | National Oceanography Centre Campus | WHITESIDE, JESSICA
E11071 | Leica SP8 Confocal Microscope | F5 | Faculty of Medicine | 9500 | South Academic Block | 18 | Southampton General Hospital | PAGE, ANTHONY |  |  | F10002 | Biomedical Imaging Unit
E11069 | LAZERMaster LZM-100 Glass Processing and Splicing System Serial No. 201 (and optional extras) | F7 | Physical Sciences and Engineering | 53 | New Mountbatten | 1 | Highfield Campus | GATES, JAMES
E11075 | Zurich Instruments UHF Lock-In Amplifier | F7 | Physical Sciences and Engineering | 53 | New Mountbatten | 1 | Highfield Campus | MACDONALD, KEVIN |  | +442380593085 |  |  |  | Digital lock-in amplifier covering the frequency range from DC to 600 MHz;
E11298 | LISST-200X Sediment Size Distribution Sensor | F8 | Social and Human Sciences | 44 | Shackleton | 1 | Highfield Campus | MORGAN, PETER
E11303 | Hologic Horizon A Advanced Fan Beam DXA - Densitometer | F5 | Faculty of Medicine | 9550 | P/Anne Maternity Unit | 18 | Southampton General Hospital | MAHON, PAMELA
E11274 | Vertical Furnace | F7 | Physical Sciences and Engineering | 53 | New Mountbatten | 1 | Highfield Campus | GATES, JAMES |  |  | F10010 | Clean Rooms - Integrated Photonics |  | Vertical Furnace
E11275 | UPC² SQD2 | F6 | Faculty of Natural and Environmental Sciences | 30 | Synthetic Chemistry | 1 | Highfield Campus | LANGLEY, GRAHAM | [5 empty] | UPC² SQD2
E11381 | Refurbished prober S12K with eVUE and thermal refurbished unit | A3 | Faculty of Engineering & Phys Sciences | 53 | New Mountbatten | 1 | Highfield Campus | COOLEY, KATE | [5 empty] | Refurbished prober S12K with eVUE and thermal refurbished unit
E11272 | Flame Hydrolysis Deposition Chamber - 1 of 2 | F7 | Physical Sciences and Engineering | 53 | New Mountbatten | 1 | Highfield Campus | GATES, JAMES |  |  | F10010 | Clean Rooms - Integrated Photonics |  | Flame Hydrolysis Deposition Chamber
E11273 | Flame Hydrolysis Deposition Chamber - 2 of 2 | F7 | Physical Sciences and Engineering | 53 | New Mountbatten | 1 | Highfield Campus | GATES, JAMES |  |  | F10010 | Clean Rooms - Integrated Photonics |  | Flame Hydrolysis Deposition Chamber - 2 of 2
E11277 | BD FACS Aria Fusion | F5 | Faculty of Medicine | 9530 | Centre Block | 18 | Southampton General Hospital | CHALLIS, RUTH | [5 empty] | BD FACS Aria Fusion
E11279 | Flight Jet Rig Assembly | F2 | Faculty of Engineering and the Environment | 13 | Tizard | 1 | Highfield Campus | SELF, RODNEY |  |  | F10048 | Doak - Jet facility |  | Equipment under construction
E11285 | QuAAtro 36 System / Autoanalyser | F6 | Faculty of Natural and Environmental Sciences | 68 | National Oceanography Centre | 6 | National Oceanography Centre Campus | TYRRELL, LUKE
E10655 | Thermo Accela HPLC/LTQ Velos MS | F6 | Faculty of Natural and Environmental Sciences | 68 | National Oceanography Centre | 6 | National Oceanography Centre Campus | WHITESIDE, JESSICA |  |  |  |  | http://www.noc.soton.ac.uk/geochem/Facilities%20Links/tims.htm | High Performance Liquid Chromatography Mass Spectrometer (HPLC-MS). LC-MSn offers Trap-HCD (Higher-Energy Collisional Dissociation) combined with CID (Collision-Induced Dissociation), PQD* (Pulsed-Q Dissociation) and ETD (Electron Transfer Dissociation) to solve the most difficult analytical problems. Key Features: - Novel wide dynamic range discrete dynode detection system provides up to six orders of linear quantitation - Unique dual-pressure linear ion trap simultaneously increases scan speed and mass resolution - Proprietary S-lens ion optics increase ion transmission and shorten trap fill time, improving instrument sensitivity and data acquisition rate - Generation II ion optics improve robustness and reduces downtime - Trap-HCD functionality combined with CID, PQD and ETD provides the ultimate in structural information - Predictive Automatic Gain Control reduces cycle times, yielding improved data acquisition rates.
E10394 | 4000E Finisar Waveshaper - Programmable Optical Processor | F7 | Physical Sciences and Engineering | 46 | Physics | 1 | Highfield Campus | PETROPOULOS, PERIKLIS |  |  | F10077 | Telecommunications Laboratories
E11311 | RaDeCC- six channel delayed coincidence counting system | F6 | Faculty of Natural and Environmental Sciences | 68 | National Oceanography Centre | 6 | National Oceanography Centre Campus | ANNETT, AMBER
E11379 | AMT XR81 Direct Mount 3.2K x 2.4K Camera | A4 | Faculty of Medicine |  |  |  |  | PAGE, ANTHONY |  |  | F10002 | Biomedical Imaging Unit |  | AMT XR81 Direct Mount 3.2K x 2.4K Camera
E11259 | Sherwood Scout Aircraft | F2 | Faculty of Engineering and the Environment |  |  |  |  | SCANLAN, JAMES | [5 empty] | Sherwood Scout Aircraft w/ Avionics Garmin G3X Suite
E11265 | BioMark HD (S/N 90400) w/ Juno System (S/N 130058) | F5 | Faculty of Medicine | 9530 | Centre Block | 18 | Southampton General Hospital | REEVE, PAUL | [5 empty] | BioMark HD (S/N 90400) w/ Juno System (S/N 130058)
E11324 | BIOSTATION IM-Q | F6 | Faculty of Natural and Environmental Sciences | 85 | Life Sciences | 1 | Highfield Campus | JONES, KEITH
E10514 | CamScan CS3200 Scanning Electron Microscope + parts | F7 | Physical Sciences and Engineering | 53 | New Mountbatten | 1 | Highfield Campus | MACDONALD, KEVIN |  | +442380593085 |  |  |  | Scanning electron microscope (LaB6 source; 0-50 keV) equipped for VI-NIR spectroscopic analysis and angle-resolved mapping of electron-induced light emission (cf. cathodoluminescence)
E10884 | Nikon - HMX: 225kV Microfocus Computed Tomography Scanner | F2 | Faculty of Engineering and the Environment | 5 | Eustice | 1 | Highfield Campus | SINCLAIR, IAN |  | +442380593468 | F10025 | CT Centre | http://www.southampton.ac.uk/muvis/about/equipment/hmx.page | This is a custom Nikon XTEK XTH 225 kVp micro-focus CT system equipped with a robotic sample exchanger (~ 150 mm height limit). It is perfect for relatively small specimens (< 300 mm in height) that can be scanned using a 225 kVp X-Ray source. The source can be configured for high resolution or high flux through a range of different anodes; namely a transmission anode (spot ≥ 1 µm, low flux), a standard multi-material reflection anode (spot ≥ 3 µm, 'normal' flux) and a rotating anode (spot ≥ 10µm, x3 -5 flux). A labyrinth at the rear of the system allows routing of cables and pipes that can control and feed in-situ rigs for time-resolved (4D) µ-CT experiments.
E10960 | Zeiss - Xradia 510 Versa: High-resolution computed tomography scanner | F2 | Faculty of Engineering and the Environment | 5 | Eustice | 1 | Highfield Campus | SINCLAIR, IAN |  | +442380593468 | F10025 | CT Centre | http://www.southampton.ac.uk/muvis/about/equipment/versa.page | This scanner uses a two-stage magnification approach to achieve sub-micron spatial resolution at source to object distance much greater than these allowed in conventional XCT systems. Zeiss’s resolution at a distance, RaaDTM, approach combines the geometric magnification of the X-Ray imaging with a smart system of microscope lenses to further magnify the image. The system is fitted with X0.4, X4, X20, and X40 magnification lens mounted on a barrel mount for rapid change over. This means that the operator can achieve submicron resolution (pixel size ≥ 70 nm or spatial resolution ≥ 0.7 µm) at large working distances, allowing for imaging of larger specimens or small specimens in contained in-situ rings. Importantly, the machine is capable of phase-contrast imaging overcoming an imortant limitations of convectional absorption-based CT imaging; i.e. low or complete absence of contrast for low Z materials. The latter is particular useful for biomedical imaging, CFRP and polymer imaging appl
E11290 | Handheld XRF300 and accessories | F8 | Social and Human Sciences | 44 | Shackleton | 1 | Highfield Campus | MORGAN, PETER
E11258 | Spinsolve Carbon Benchtop NMR + Software | F6 | Faculty of Natural and Environmental Sciences | 27 | Chemistry | 1 | Highfield Campus | LEVITT, MALCOLM |  |  | F10017 | NMR Spectroscopy Facility |  | Spinsolve Carbon Benchtop NMR + Software
E11266 | X-Ray Enclosure | F7 | Physical Sciences and Engineering | 46 | Physics | 1 | Highfield Campus | THIBAULT, PIERRE | [5 empty] | X-Ray Enclosure
E10472 | Zeiss EVO Scanning Electron Microscope | F7 | Physical Sciences and Engineering | 53 | New Mountbatten | 1 | Highfield Campus | BODEN, STUART |  |  | F10014 | Clean Rooms - Nanofabrication | http://www.southampton-nanofab.com/characterisation/sem.php | The scanning electron microscope (SEM) is used to examine microscopic topographical or compositional detail of solid specimens. The image is produced by scanning an extremely small focused beam of electrons (adjustable down to a few nm in diameter) across the surface of a specimen in an array of picture points; high-energy electron bombardment of the specimen causes signals to be emitted at each position of the beam. These are collected and their intensities are used to produce images of the specimen by modulating the brightness of equivalent pixels on a computer screen. An SEM has three distinct advantages compared to a light microscope - better resolution, greater depth of field and the ability to carry out X-ray microanalysis. The Zeiss EVO scanning electon microscope (SEM) is able to image the surfaces of a wide variety of non-conducting materials due to its variable pressure (VP) mode.
E10758 | Nitor 301 Hot Filament Chemical Vapour Deposition (HFCVD) | F7 | Physical Sciences and Engineering | 53 | New Mountbatten | 1 | Highfield Campus | BODEN, STUART |  |  | F10014 | Clean Rooms - Nanofabrication |  | The Nitor 301 Hot Filament Chemical Vapour Deposition (HFCVD), also known as Hot Wire Chemical Vapour Deposition (HWCVD), is used for deposition of intrinsic and doped amorphous and crystalline silicon films. It uses a proprietary hot filament array on a deposition area of up to 300 x 300 mm.
E10644 | Mo rotating anode with Rigaku FR-E+ Ultra High Flux Diffractometer/Rigaku FR-E+ Very High Flux Diffr | F6 | Faculty of Natural and Environmental Sciences | 30 | Synthetic Chemistry | 1 | Highfield Campus | COLES, SIMON |  |  |  |  | http://www.southampton.ac.uk/sdc/small_mol_diffraction/equipment.page | Rigaku FR-E+ Ultra High Flux Diffractometer with HyPix detector /Rigaku FR-E+ Very High Flux Diffractometer with CCD detector Data collection is possible between 80-500K
E11263 | Tuneable Laser Source O-band model TSL-550 | F7 | Physical Sciences and Engineering | 53 | New Mountbatten | 1 | Highfield Campus | SAHU, JAYANTA |  | + |  |  |  | Tuneable Laser Source Model: TLS-550 Serial number: 16110034 Wavelength Band: 1260 – 1360nm